## HOME
APERC Energy Model Datasheet
OSeMOSYS
Sector: Power
Updated: 2023 ¦ 24 Time slices version
SHEET | TYPE | DESCRIPTION | NOTES
AccumulatedAnnualDemand | Parameter | Accumulated Demand for a certain commodity in one specific year. It cannot be defined for a commodity if its SpecifiedAnnualDemand for the same year is already defined and vice versa. Not necessary to update. Example: industrial demands. | Note AR : with backstop
AnnualEmissionLimit | Parameter | Annual upper limit for a specific emission generated in the whole modelled region.
AnnualExogenousEmission | Parameter | It allows the user to account for additional annual emissions, on top of those computed endogenously by the model (e.g. emissions generated outside the region).
AvailabilityFactor | Parameter | Maximum time a technology can run in the whole year, as a fraction of the year ranging from 0 to 1. It gives the possibility to account for planned outages. | 1
CapacityFactor | Parameter | Capacity available per each TimeSlice expressed as a fraction of the total installed capacity, with values ranging from 0 to 1. It gives the possibility to account for forced outages. Default is 1 unless specified in the sheet.
CapacityofOneTechnologyUnit | Parameter | Capacity of one new unit of a technology. In case the user sets this parameter, the related technology will be installed only in batches of the specified capacity and the problem will turn into a Mixed Integer Linear Problem.
CapacityToActivityUnit | Parameter | Conversion factor relating the energy that would be produced when one unit of capacity is fully used in one year. If it produces electricity use "31.5359", otherwise use "1".
CapitalCost | Parameter | Capital investment cost of a technology, per unit of capacity.
CapitalCostStorage | Parameter | Binary parameter linking a technology to the storage facility it charges. It has value 0 if the technology and the storage facility are not linked, 1 if they are.
Conversionld | Parameter | Binary parameter linking one TimeSlice to a certain DayType. It has value 0 if the TimeSlice does not pertain to the specific DayType, 1 if it does.
Conversionlh | Parameter | Binary parameter linking one TimeSlice to a certain DaylyTimeBracket. It has value 0 if the TimeSlice does not pertain to the specific DaylyTimeBracket, 1 if it does.
Conversionls | Parameter | Binary parameter linking one TimeSlice to a certain Season. It has value 0 if the TimeSlice does not pertain to the specific season, 1 if it does.
DAILYTIMEBRACKET | Set | It gives indication (by successive numerical values) of how many parts the day is split into (e.g. night, morning, afternoon, evening) and in which order these parts are sorted. This set is needed if storage facilities are included in the model.
DaysInDayType | Parameter | Number of days for each day type, within one week (natural number, ranging from 1 to 7)
DaySplit | Parameter | Length of one DailyTimeBracket in one specific day as a fraction of the year (e.g., when distinguishing between days and night: 12h/(24h*365d)).
DAYTYPE | Parameter | It gives indication (by successive numerical values) of how many day types (e.g. workday, weekend) are accounted for and in which order. This set is needed if storage facilities are included in the model.
DepreciationMethod | Parameter | Binary parameter defining the type of depreciation to be applied. It has value 1 for sinking fund depreciation, value 2 for straight-line depreciation.
DiscountRate | Parameter | Region specific value for the discount rate, expressed in decimals (e.g. 0.05)
EMISSION | Set | It includes any kind of emission potentially deriving from the operation of the defined technologies. Typical examples would include atmospheric emissions of greenhouse gasses, such as CO2. Common to all sectors.
EmissionActivityRatio | Parameter | Emission factor of a technology per unit of activity, per mode of operation. | at point of combustion. CO2 (not equivalent)
EmissionsPenalty | Parameter | Penalty per unit of emission.
FixedCost | Parameter | Fixed O&M cost of a technology, per unit of capacity.
FUEL | Set | It includes any energy vector, energy service or proxies entering or exiting technologies. These can be aggregate groups, individual flows or artificially separated, depending on the requirements of the analysis.
InputActivityRatio | Parameter | Rate of use of a commodity by a technology, as a ratio of the rate of activity.
MinStorageCharge | Parameter | It sets a lower bound to the amount of energy stored, as a fraction of the maximum, with a number reanging between 0 and 1. The storage facility cannot be emptied below this level.
MODE_OF_OPERATION | Set | It defines the number of modes of operation that the technologies can have. If a technology can have various input or output fuels and it can choose the mix (i.e. any linear combination) of these input or output fuels, each mix can be accounted as a separate mode of operation. For example, a CHP plant may produce heat in one mode of operation and electricity in another.
ModelPeriodEmissionLimit | Parameter | Annual upper limit for a specific emission generated in the whole modelled region, over the entire modelled period.
ModelPeriodExogenousEmission | Parameter | It allows the user to account for additional emissions over the entire modelled period, on top of those computed endogenously by the model (e.g. generated outside the region).
OperationalLife | Parameter | Useful lifetime of a technology, expressed in years.
OperationLifeStorage | Parameter | Useful lifetime of the storage facility.
OutputActivityRatio | Parameter | Rate of commodity output from a technology, as a ratio of the rate of activity.
REGION | Set | It sets the regions to be modelled, e.g. different countries. For each of them, the supply-demand balances for all the energy vectors are ensured, including trades with other regions. In some occasions it might be computationally more convenient to model different countries within the same region and differentiate them simply by creating ad hoc fuels and technologies for each of them. Common to all sectors.
REMinProductionTarget | Parameter | Minimum ratio of all renewable commodities tagged in the RETagCommodity parameter, to be produced by the technologies tagged with the RETechnology parameter.
ReserveMargin | Parameter | Minimum level of the reserve margin required to be provided for all the tagged commodities, by the tagged technologies. If no reserve margin is required, the parameter will have value 1; if, for instance, 20% reserve margin is required, the parameter will have value 1.2.
ReserveMarginTagFuel | Parameter | Binary parameter tagging the fuels to which the reserve margin applies. It has value 1 if the reserve margin applies to the fuel, 0 otherwise.
ReserveMarginTagTechnology | Parameter | Binary parameter tagging the technologies that are allowed to contribute to the reserve margin. It has value 1 for the technologies allowed, 0 otherwise.
ResidualCapacity | Parameter | Remained capacity available from before the modelling period.
ResidualStorageCapacity | Parameter | Binary parameter linking a storage facility to the technology it feeds. It has value 0 if the technology and the storage facility are not linked, 1 if they are.
RETagFuel | Parameter | Binary parameter tagging the fuels to which the renewable target applies to. It has value 1 if the target applies, 0 otherwise.
RETagTechnology | Parameter | Binary parameter tagging the renewable technologies that must contribute to reaching the indicated minimum renewable production target. It has value 1 for thetechnologies contributing, 0 otherwise.
SEASON | Set | It gives indication (by successive numerical values) of how many seasons (e.g. winter, intermediate, summer) are accounted for and in which order. This set is needed if storage facilities are included in the model.
SpecifiedAnnualDemand | Parameter | Total specified demand for the year, linked to a specific ‘time of use’ during the year. Not necessary to update. Example: building lighting or heating demand.
SpecifiedDemandProfile | Parameter | Annual fraction of energy-service or commodity demand that is required in each time slice. For each year, all the defined SpecifiedDemandProfile input values should sum up to 1.
STORAGE | Set | It includes storage facilities in the model.
StorageLevelStart | Parameter | Level of storage at the beginning of first modelled year, in units of activity.
StorageMaxChargeRate | Parameter | Maximum charging rate for the storage, in units of activity per year.
StorageMaxDischargeRate | Parameter | Maximum discharging rate for the storage, in units of activity per year.
TECHNOLOGY | Set | It includes any element of the energy system that changes a commodity from one form to another, uses it or supplies it. All system components are set up as a ‘technology’ in OSeMOSYS. As the model is an abstraction, the modeller is free to interpret the role of a technology at will, where relevant. It may for example represent a single real technology (such as a power plant) or can represent a heavily aggregated collection of technologies (such as the stock of several million light bulbs), or may even simply be a ‘dummy technology’, perhaps used for accounting purposes.
TechnologyFromStorage | Parameter | Binary parameter linking a storage facility to the technology it feeds. It has value 1 if the technology and the storage facility are linked, 0 otherwise.
TechnologyToStorage | Parameter | Binary parameter linking a technology to the storage facility it charges. It has value 1 if the technology and the storage facility are linked, 0 otherwise.
TIMESLICE | Set | It represents the time split of each modelled year, therefore the time resolution of the model. Common to several energy systems modelling tools (incl. MESSAGE / MARKAL / TIMES), the annual demand is ‘sliced’ into representative fractions of the year. It is necessary to assess times of the year when demand is high separately from times when demand is low, for fuels that are expensive to store. In order to reduce the computation time, these ‘slices’ are often grouped. Thus, the annual demand may be split into aggregate seasons where demand levels are similar (such as ‘summer, winter and intermediate’). Those seasons may be subdivided into aggregate ‘day types’ (such as workdays and weekends), and the day further sub divided (such as into day and night) depending on the level of demand.
TotalAnnualMaxCapacity | Parameter | Total maximum existing (residual plus cumulatively installed) capacity allowed for a technology in a specified year.
TotalAnnualMaxCapacityInvestment | Parameter | Maximum capacity of a technology, expressed in capacity units.
TotalAnnualMinCapacity | Parameter | Total minimum existing (residual plus cumulatively installed) capacity allowed for a technology in a specified year.
TotalAnnualMinCapcacityInvestment | Parameter | Minimum capacity of a technology, expressed in capacity units.
TotalTechnologyAnnualActivityLowerLimit | Parameter | Total minimum level of activity allowed for a technology in one year.
TotalTechnologyAnnualActivityUpperLimit | Parameter | Total maximum level of activity allowed for a technology in one year.
TotalTechnologyModelPeriodActivityLowerLimit | Parameter | Total minimum level of activity allowed for a technology in the entire modelled period.
TotalTechnologyModelPeriodActivityUpperLimit | Parameter | Total maximum level of activity allowed for a technology in the entire modelled period.
TradeRoute | Parameter | Binary parameter defining the links between the source region (r) and the target region (rr), to enable or disable trading of a specific commodity. It has value 1 when two regions are linked, 0 otherwise.
VariableCost | Parameter | Cost of a technology for a given mode of operation (Variable O&M cost), per unit of activity. | Not considering taxes at this point
YEAR | Set | It represents the time frame of the model, it contains all the years to be considered in the study. Common to all sectors.
YearSplit | Parameter | Duration of a modelled time slice, expressed as a fraction of the year. The sum of each entry over one modelled year should equal 1.

## START
Economy | 19_THA | Economy List
Scenario | Reference | 01_AUS
Years | 2055 | 02_BD
03_CDA
04_CHL
05_PRC
06_HKC
07_INA
08_JPN
09_ROK
10_MAS
11_MEX
12_NZ
13_PNG
14_PE
15_RP
16_RUS
17_SIN
18_CT
19_THA
20_USA
21_VN

## REGION
VALUE | NOTES
19_THA | Thailand

## YEAR
VALUE
2017
2018
2019
2020
2021
2022
2023
2024
2025
2026
2027
2028
2029
2030
2031
2032
2033
2034
2035
2036
2037
2038
2039
2040
2041
2042
2043
2044
2045
2046
2047
2048
2049
2050
2051
2052
2053
2054
2055
2056
2057
2058
2059
2060
2061
2062
2063
2064
2065
2066
2067
2068
2069
2070

## YearSplit
TIMESLICE | UNITS | NOTES | 2017 | 2018 | 2019 | 2020 | 2021 | 2022 | 2023 | 2024 | 2025 | 2026 | 2027 | 2028 | 2029 | 2030 | 2031 | 2032 | 2033 | 2034 | 2035 | 2036 | 2037 | 2038 | 2039 | 2040 | 2041 | 2042 | 2043 | 2044 | 2045 | 2046 | 2047 | 2048 | 2049 | 2050 | 2051 | 2052 | 2053 | 2054 | 2055 | 2056 | 2057 | 2058 | 2059 | 2060 | 2061 | 2062 | 2063 | 2064 | 2065 | 2066 | 2067 | 2068 | 2069 | 2070
WW0006 | fraction of year |  | 0.043151 | 0.043151 | 0.043151 | 0.043151 | 0.043151 | 0.043151 | 0.043151 | 0.043151 | 0.043151 | 0.043151 | 0.043151 | 0.043151 | 0.043151 | 0.043151 | 0.043151 | 0.043151 | 0.043151 | 0.043151 | 0.043151 | 0.043151 | 0.043151 | 0.043151 | 0.043151 | 0.043151 | 0.043151 | 0.043151 | 0.043151 | 0.043151 | 0.043151 | 0.043151 | 0.043151 | 0.043151 | 0.043151 | 0.043151 | 0.043151 | 0.043151 | 0.043151 | 0.043151 | 0.043151 | 0.043151 | 0.043151 | 0.043151 | 0.043151 | 0.043151 | 0.043151 | 0.043151 | 0.043151 | 0.043151 | 0.043151 | 0.043151 | 0.043151 | 0.043151 | 0.043151 | 0.043151
WW0612 | fraction of year |  | 0.043151 | 0.043151 | 0.043151 | 0.043151 | 0.043151 | 0.043151 | 0.043151 | 0.043151 | 0.043151 | 0.043151 | 0.043151 | 0.043151 | 0.043151 | 0.043151 | 0.043151 | 0.043151 | 0.043151 | 0.043151 | 0.043151 | 0.043151 | 0.043151 | 0.043151 | 0.043151 | 0.043151 | 0.043151 | 0.043151 | 0.043151 | 0.043151 | 0.043151 | 0.043151 | 0.043151 | 0.043151 | 0.043151 | 0.043151 | 0.043151 | 0.043151 | 0.043151 | 0.043151 | 0.043151 | 0.043151 | 0.043151 | 0.043151 | 0.043151 | 0.043151 | 0.043151 | 0.043151 | 0.043151 | 0.043151 | 0.043151 | 0.043151 | 0.043151 | 0.043151 | 0.043151 | 0.043151
WW1218 | fraction of year |  | 0.043151 | 0.043151 | 0.043151 | 0.043151 | 0.043151 | 0.043151 | 0.043151 | 0.043151 | 0.043151 | 0.043151 | 0.043151 | 0.043151 | 0.043151 | 0.043151 | 0.043151 | 0.043151 | 0.043151 | 0.043151 | 0.043151 | 0.043151 | 0.043151 | 0.043151 | 0.043151 | 0.043151 | 0.043151 | 0.043151 | 0.043151 | 0.043151 | 0.043151 | 0.043151 | 0.043151 | 0.043151 | 0.043151 | 0.043151 | 0.043151 | 0.043151 | 0.043151 | 0.043151 | 0.043151 | 0.043151 | 0.043151 | 0.043151 | 0.043151 | 0.043151 | 0.043151 | 0.043151 | 0.043151 | 0.043151 | 0.043151 | 0.043151 | 0.043151 | 0.043151 | 0.043151 | 0.043151
WW1824 | fraction of year |  | 0.043151 | 0.043151 | 0.043151 | 0.043151 | 0.043151 | 0.043151 | 0.043151 | 0.043151 | 0.043151 | 0.043151 | 0.043151 | 0.043151 | 0.043151 | 0.043151 | 0.043151 | 0.043151 | 0.043151 | 0.043151 | 0.043151 | 0.043151 | 0.043151 | 0.043151 | 0.043151 | 0.043151 | 0.043151 | 0.043151 | 0.043151 | 0.043151 | 0.043151 | 0.043151 | 0.043151 | 0.043151 | 0.043151 | 0.043151 | 0.043151 | 0.043151 | 0.043151 | 0.043151 | 0.043151 | 0.043151 | 0.043151 | 0.043151 | 0.043151 | 0.043151 | 0.043151 | 0.043151 | 0.043151 | 0.043151 | 0.043151 | 0.043151 | 0.043151 | 0.043151 | 0.043151 | 0.043151
WH0006 | fraction of year |  | 0.018493 | 0.018493 | 0.018493 | 0.018493 | 0.018493 | 0.018493 | 0.018493 | 0.018493 | 0.018493 | 0.018493 | 0.018493 | 0.018493 | 0.018493 | 0.018493 | 0.018493 | 0.018493 | 0.018493 | 0.018493 | 0.018493 | 0.018493 | 0.018493 | 0.018493 | 0.018493 | 0.018493 | 0.018493 | 0.018493 | 0.018493 | 0.018493 | 0.018493 | 0.018493 | 0.018493 | 0.018493 | 0.018493 | 0.018493 | 0.018493 | 0.018493 | 0.018493 | 0.018493 | 0.018493 | 0.018493 | 0.018493 | 0.018493 | 0.018493 | 0.018493 | 0.018493 | 0.018493 | 0.018493 | 0.018493 | 0.018493 | 0.018493 | 0.018493 | 0.018493 | 0.018493 | 0.018493
WH0612 | fraction of year |  | 0.018493 | 0.018493 | 0.018493 | 0.018493 | 0.018493 | 0.018493 | 0.018493 | 0.018493 | 0.018493 | 0.018493 | 0.018493 | 0.018493 | 0.018493 | 0.018493 | 0.018493 | 0.018493 | 0.018493 | 0.018493 | 0.018493 | 0.018493 | 0.018493 | 0.018493 | 0.018493 | 0.018493 | 0.018493 | 0.018493 | 0.018493 | 0.018493 | 0.018493 | 0.018493 | 0.018493 | 0.018493 | 0.018493 | 0.018493 | 0.018493 | 0.018493 | 0.018493 | 0.018493 | 0.018493 | 0.018493 | 0.018493 | 0.018493 | 0.018493 | 0.018493 | 0.018493 | 0.018493 | 0.018493 | 0.018493 | 0.018493 | 0.018493 | 0.018493 | 0.018493 | 0.018493 | 0.018493
WH1218 | fraction of year |  | 0.018493 | 0.018493 | 0.018493 | 0.018493 | 0.018493 | 0.018493 | 0.018493 | 0.018493 | 0.018493 | 0.018493 | 0.018493 | 0.018493 | 0.018493 | 0.018493 | 0.018493 | 0.018493 | 0.018493 | 0.018493 | 0.018493 | 0.018493 | 0.018493 | 0.018493 | 0.018493 | 0.018493 | 0.018493 | 0.018493 | 0.018493 | 0.018493 | 0.018493 | 0.018493 | 0.018493 | 0.018493 | 0.018493 | 0.018493 | 0.018493 | 0.018493 | 0.018493 | 0.018493 | 0.018493 | 0.018493 | 0.018493 | 0.018493 | 0.018493 | 0.018493 | 0.018493 | 0.018493 | 0.018493 | 0.018493 | 0.018493 | 0.018493 | 0.018493 | 0.018493 | 0.018493 | 0.018493
WH1824 | fraction of year |  | 0.018493 | 0.018493 | 0.018493 | 0.018493 | 0.018493 | 0.018493 | 0.018493 | 0.018493 | 0.018493 | 0.018493 | 0.018493 | 0.018493 | 0.018493 | 0.018493 | 0.018493 | 0.018493 | 0.018493 | 0.018493 | 0.018493 | 0.018493 | 0.018493 | 0.018493 | 0.018493 | 0.018493 | 0.018493 | 0.018493 | 0.018493 | 0.018493 | 0.018493 | 0.018493 | 0.018493 | 0.018493 | 0.018493 | 0.018493 | 0.018493 | 0.018493 | 0.018493 | 0.018493 | 0.018493 | 0.018493 | 0.018493 | 0.018493 | 0.018493 | 0.018493 | 0.018493 | 0.018493 | 0.018493 | 0.018493 | 0.018493 | 0.018493 | 0.018493 | 0.018493 | 0.018493 | 0.018493
IW0006 | fraction of year |  | 0.089726 | 0.089726 | 0.089726 | 0.089726 | 0.089726 | 0.089726 | 0.089726 | 0.089726 | 0.089726 | 0.089726 | 0.089726 | 0.089726 | 0.089726 | 0.089726 | 0.089726 | 0.089726 | 0.089726 | 0.089726 | 0.089726 | 0.089726 | 0.089726 | 0.089726 | 0.089726 | 0.089726 | 0.089726 | 0.089726 | 0.089726 | 0.089726 | 0.089726 | 0.089726 | 0.089726 | 0.089726 | 0.089726 | 0.089726 | 0.089726 | 0.089726 | 0.089726 | 0.089726 | 0.089726 | 0.089726 | 0.089726 | 0.089726 | 0.089726 | 0.089726 | 0.089726 | 0.089726 | 0.089726 | 0.089726 | 0.089726 | 0.089726 | 0.089726 | 0.089726 | 0.089726 | 0.089726
IW0612 | fraction of year |  | 0.089726 | 0.089726 | 0.089726 | 0.089726 | 0.089726 | 0.089726 | 0.089726 | 0.089726 | 0.089726 | 0.089726 | 0.089726 | 0.089726 | 0.089726 | 0.089726 | 0.089726 | 0.089726 | 0.089726 | 0.089726 | 0.089726 | 0.089726 | 0.089726 | 0.089726 | 0.089726 | 0.089726 | 0.089726 | 0.089726 | 0.089726 | 0.089726 | 0.089726 | 0.089726 | 0.089726 | 0.089726 | 0.089726 | 0.089726 | 0.089726 | 0.089726 | 0.089726 | 0.089726 | 0.089726 | 0.089726 | 0.089726 | 0.089726 | 0.089726 | 0.089726 | 0.089726 | 0.089726 | 0.089726 | 0.089726 | 0.089726 | 0.089726 | 0.089726 | 0.089726 | 0.089726 | 0.089726
IW1218 | fraction of year |  | 0.089726 | 0.089726 | 0.089726 | 0.089726 | 0.089726 | 0.089726 | 0.089726 | 0.089726 | 0.089726 | 0.089726 | 0.089726 | 0.089726 | 0.089726 | 0.089726 | 0.089726 | 0.089726 | 0.089726 | 0.089726 | 0.089726 | 0.089726 | 0.089726 | 0.089726 | 0.089726 | 0.089726 | 0.089726 | 0.089726 | 0.089726 | 0.089726 | 0.089726 | 0.089726 | 0.089726 | 0.089726 | 0.089726 | 0.089726 | 0.089726 | 0.089726 | 0.089726 | 0.089726 | 0.089726 | 0.089726 | 0.089726 | 0.089726 | 0.089726 | 0.089726 | 0.089726 | 0.089726 | 0.089726 | 0.089726 | 0.089726 | 0.089726 | 0.089726 | 0.089726 | 0.089726 | 0.089726
IW1824 | fraction of year |  | 0.089726 | 0.089726 | 0.089726 | 0.089726 | 0.089726 | 0.089726 | 0.089726 | 0.089726 | 0.089726 | 0.089726 | 0.089726 | 0.089726 | 0.089726 | 0.089726 | 0.089726 | 0.089726 | 0.089726 | 0.089726 | 0.089726 | 0.089726 | 0.089726 | 0.089726 | 0.089726 | 0.089726 | 0.089726 | 0.089726 | 0.089726 | 0.089726 | 0.089726 | 0.089726 | 0.089726 | 0.089726 | 0.089726 | 0.089726 | 0.089726 | 0.089726 | 0.089726 | 0.089726 | 0.089726 | 0.089726 | 0.089726 | 0.089726 | 0.089726 | 0.089726 | 0.089726 | 0.089726 | 0.089726 | 0.089726 | 0.089726 | 0.089726 | 0.089726 | 0.089726 | 0.089726 | 0.089726
IH0006 | fraction of year |  | 0.035616 | 0.035616 | 0.035616 | 0.035616 | 0.035616 | 0.035616 | 0.035616 | 0.035616 | 0.035616 | 0.035616 | 0.035616 | 0.035616 | 0.035616 | 0.035616 | 0.035616 | 0.035616 | 0.035616 | 0.035616 | 0.035616 | 0.035616 | 0.035616 | 0.035616 | 0.035616 | 0.035616 | 0.035616 | 0.035616 | 0.035616 | 0.035616 | 0.035616 | 0.035616 | 0.035616 | 0.035616 | 0.035616 | 0.035616 | 0.035616 | 0.035616 | 0.035616 | 0.035616 | 0.035616 | 0.035616 | 0.035616 | 0.035616 | 0.035616 | 0.035616 | 0.035616 | 0.035616 | 0.035616 | 0.035616 | 0.035616 | 0.035616 | 0.035616 | 0.035616 | 0.035616 | 0.035616
IH0612 | fraction of year |  | 0.035616 | 0.035616 | 0.035616 | 0.035616 | 0.035616 | 0.035616 | 0.035616 | 0.035616 | 0.035616 | 0.035616 | 0.035616 | 0.035616 | 0.035616 | 0.035616 | 0.035616 | 0.035616 | 0.035616 | 0.035616 | 0.035616 | 0.035616 | 0.035616 | 0.035616 | 0.035616 | 0.035616 | 0.035616 | 0.035616 | 0.035616 | 0.035616 | 0.035616 | 0.035616 | 0.035616 | 0.035616 | 0.035616 | 0.035616 | 0.035616 | 0.035616 | 0.035616 | 0.035616 | 0.035616 | 0.035616 | 0.035616 | 0.035616 | 0.035616 | 0.035616 | 0.035616 | 0.035616 | 0.035616 | 0.035616 | 0.035616 | 0.035616 | 0.035616 | 0.035616 | 0.035616 | 0.035616
IH1218 | fraction of year |  | 0.035616 | 0.035616 | 0.035616 | 0.035616 | 0.035616 | 0.035616 | 0.035616 | 0.035616 | 0.035616 | 0.035616 | 0.035616 | 0.035616 | 0.035616 | 0.035616 | 0.035616 | 0.035616 | 0.035616 | 0.035616 | 0.035616 | 0.035616 | 0.035616 | 0.035616 | 0.035616 | 0.035616 | 0.035616 | 0.035616 | 0.035616 | 0.035616 | 0.035616 | 0.035616 | 0.035616 | 0.035616 | 0.035616 | 0.035616 | 0.035616 | 0.035616 | 0.035616 | 0.035616 | 0.035616 | 0.035616 | 0.035616 | 0.035616 | 0.035616 | 0.035616 | 0.035616 | 0.035616 | 0.035616 | 0.035616 | 0.035616 | 0.035616 | 0.035616 | 0.035616 | 0.035616 | 0.035616
IH1824 | fraction of year |  | 0.035616 | 0.035616 | 0.035616 | 0.035616 | 0.035616 | 0.035616 | 0.035616 | 0.035616 | 0.035616 | 0.035616 | 0.035616 | 0.035616 | 0.035616 | 0.035616 | 0.035616 | 0.035616 | 0.035616 | 0.035616 | 0.035616 | 0.035616 | 0.035616 | 0.035616 | 0.035616 | 0.035616 | 0.035616 | 0.035616 | 0.035616 | 0.035616 | 0.035616 | 0.035616 | 0.035616 | 0.035616 | 0.035616 | 0.035616 | 0.035616 | 0.035616 | 0.035616 | 0.035616 | 0.035616 | 0.035616 | 0.035616 | 0.035616 | 0.035616 | 0.035616 | 0.035616 | 0.035616 | 0.035616 | 0.035616 | 0.035616 | 0.035616 | 0.035616 | 0.035616 | 0.035616 | 0.035616
SW0006 | fraction of year |  | 0.045205 | 0.045205 | 0.045205 | 0.045205 | 0.045205 | 0.045205 | 0.045205 | 0.045205 | 0.045205 | 0.045205 | 0.045205 | 0.045205 | 0.045205 | 0.045205 | 0.045205 | 0.045205 | 0.045205 | 0.045205 | 0.045205 | 0.045205 | 0.045205 | 0.045205 | 0.045205 | 0.045205 | 0.045205 | 0.045205 | 0.045205 | 0.045205 | 0.045205 | 0.045205 | 0.045205 | 0.045205 | 0.045205 | 0.045205 | 0.045205 | 0.045205 | 0.045205 | 0.045205 | 0.045205 | 0.045205 | 0.045205 | 0.045205 | 0.045205 | 0.045205 | 0.045205 | 0.045205 | 0.045205 | 0.045205 | 0.045205 | 0.045205 | 0.045205 | 0.045205 | 0.045205 | 0.045205
SW0612 | fraction of year |  | 0.045205 | 0.045205 | 0.045205 | 0.045205 | 0.045205 | 0.045205 | 0.045205 | 0.045205 | 0.045205 | 0.045205 | 0.045205 | 0.045205 | 0.045205 | 0.045205 | 0.045205 | 0.045205 | 0.045205 | 0.045205 | 0.045205 | 0.045205 | 0.045205 | 0.045205 | 0.045205 | 0.045205 | 0.045205 | 0.045205 | 0.045205 | 0.045205 | 0.045205 | 0.045205 | 0.045205 | 0.045205 | 0.045205 | 0.045205 | 0.045205 | 0.045205 | 0.045205 | 0.045205 | 0.045205 | 0.045205 | 0.045205 | 0.045205 | 0.045205 | 0.045205 | 0.045205 | 0.045205 | 0.045205 | 0.045205 | 0.045205 | 0.045205 | 0.045205 | 0.045205 | 0.045205 | 0.045205
SW1218 | fraction of year |  | 0.045205 | 0.045205 | 0.045205 | 0.045205 | 0.045205 | 0.045205 | 0.045205 | 0.045205 | 0.045205 | 0.045205 | 0.045205 | 0.045205 | 0.045205 | 0.045205 | 0.045205 | 0.045205 | 0.045205 | 0.045205 | 0.045205 | 0.045205 | 0.045205 | 0.045205 | 0.045205 | 0.045205 | 0.045205 | 0.045205 | 0.045205 | 0.045205 | 0.045205 | 0.045205 | 0.045205 | 0.045205 | 0.045205 | 0.045205 | 0.045205 | 0.045205 | 0.045205 | 0.045205 | 0.045205 | 0.045205 | 0.045205 | 0.045205 | 0.045205 | 0.045205 | 0.045205 | 0.045205 | 0.045205 | 0.045205 | 0.045205 | 0.045205 | 0.045205 | 0.045205 | 0.045205 | 0.045205
SW1824 | fraction of year |  | 0.045205 | 0.045205 | 0.045205 | 0.045205 | 0.045205 | 0.045205 | 0.045205 | 0.045205 | 0.045205 | 0.045205 | 0.045205 | 0.045205 | 0.045205 | 0.045205 | 0.045205 | 0.045205 | 0.045205 | 0.045205 | 0.045205 | 0.045205 | 0.045205 | 0.045205 | 0.045205 | 0.045205 | 0.045205 | 0.045205 | 0.045205 | 0.045205 | 0.045205 | 0.045205 | 0.045205 | 0.045205 | 0.045205 | 0.045205 | 0.045205 | 0.045205 | 0.045205 | 0.045205 | 0.045205 | 0.045205 | 0.045205 | 0.045205 | 0.045205 | 0.045205 | 0.045205 | 0.045205 | 0.045205 | 0.045205 | 0.045205 | 0.045205 | 0.045205 | 0.045205 | 0.045205 | 0.045205
SH0006 | fraction of year |  | 0.017808 | 0.017808 | 0.017808 | 0.017808 | 0.017808 | 0.017808 | 0.017808 | 0.017808 | 0.017808 | 0.017808 | 0.017808 | 0.017808 | 0.017808 | 0.017808 | 0.017808 | 0.017808 | 0.017808 | 0.017808 | 0.017808 | 0.017808 | 0.017808 | 0.017808 | 0.017808 | 0.017808 | 0.017808 | 0.017808 | 0.017808 | 0.017808 | 0.017808 | 0.017808 | 0.017808 | 0.017808 | 0.017808 | 0.017808 | 0.017808 | 0.017808 | 0.017808 | 0.017808 | 0.017808 | 0.017808 | 0.017808 | 0.017808 | 0.017808 | 0.017808 | 0.017808 | 0.017808 | 0.017808 | 0.017808 | 0.017808 | 0.017808 | 0.017808 | 0.017808 | 0.017808 | 0.017808
SH0612 | fraction of year |  | 0.017808 | 0.017808 | 0.017808 | 0.017808 | 0.017808 | 0.017808 | 0.017808 | 0.017808 | 0.017808 | 0.017808 | 0.017808 | 0.017808 | 0.017808 | 0.017808 | 0.017808 | 0.017808 | 0.017808 | 0.017808 | 0.017808 | 0.017808 | 0.017808 | 0.017808 | 0.017808 | 0.017808 | 0.017808 | 0.017808 | 0.017808 | 0.017808 | 0.017808 | 0.017808 | 0.017808 | 0.017808 | 0.017808 | 0.017808 | 0.017808 | 0.017808 | 0.017808 | 0.017808 | 0.017808 | 0.017808 | 0.017808 | 0.017808 | 0.017808 | 0.017808 | 0.017808 | 0.017808 | 0.017808 | 0.017808 | 0.017808 | 0.017808 | 0.017808 | 0.017808 | 0.017808 | 0.017808
SH1218 | fraction of year |  | 0.017808 | 0.017808 | 0.017808 | 0.017808 | 0.017808 | 0.017808 | 0.017808 | 0.017808 | 0.017808 | 0.017808 | 0.017808 | 0.017808 | 0.017808 | 0.017808 | 0.017808 | 0.017808 | 0.017808 | 0.017808 | 0.017808 | 0.017808 | 0.017808 | 0.017808 | 0.017808 | 0.017808 | 0.017808 | 0.017808 | 0.017808 | 0.017808 | 0.017808 | 0.017808 | 0.017808 | 0.017808 | 0.017808 | 0.017808 | 0.017808 | 0.017808 | 0.017808 | 0.017808 | 0.017808 | 0.017808 | 0.017808 | 0.017808 | 0.017808 | 0.017808 | 0.017808 | 0.017808 | 0.017808 | 0.017808 | 0.017808 | 0.017808 | 0.017808 | 0.017808 | 0.017808 | 0.017808
SH1824 | fraction of year |  | 0.017808 | 0.017808 | 0.017808 | 0.017808 | 0.017808 | 0.017808 | 0.017808 | 0.017808 | 0.017808 | 0.017808 | 0.017808 | 0.017808 | 0.017808 | 0.017808 | 0.017808 | 0.017808 | 0.017808 | 0.017808 | 0.017808 | 0.017808 | 0.017808 | 0.017808 | 0.017808 | 0.017808 | 0.017808 | 0.017808 | 0.017808 | 0.017808 | 0.017808 | 0.017808 | 0.017808 | 0.017808 | 0.017808 | 0.017808 | 0.017808 | 0.017808 | 0.017808 | 0.017808 | 0.017808 | 0.017808 | 0.017808 | 0.017808 | 0.017808 | 0.017808 | 0.017808 | 0.017808 | 0.017808 | 0.017808 | 0.017808 | 0.017808 | 0.017808 | 0.017808 | 0.017808 | 0.017808

## TIMESLICE
VALUE | NOTES
WW0006 | Reduced version (24 TS)
WW0612 | Reduced version (24 TS)
WW1218 | Reduced version (24 TS)
WW1824 | Reduced version (24 TS)
WH0006 | Reduced version (24 TS)
WH0612 | Reduced version (24 TS)
WH1218 | Reduced version (24 TS)
WH1824 | Reduced version (24 TS)
IW0006 | Reduced version (24 TS)
IW0612 | Reduced version (24 TS)
IW1218 | Reduced version (24 TS)
IW1824 | Reduced version (24 TS)
IH0006 | Reduced version (24 TS)
IH0612 | Reduced version (24 TS)
IH1218 | Reduced version (24 TS)
IH1824 | Reduced version (24 TS)
SW0006 | Reduced version (24 TS)
SW0612 | Reduced version (24 TS)
SW1218 | Reduced version (24 TS)
SW1824 | Reduced version (24 TS)
SH0006 | Reduced version (24 TS)
SH0612 | Reduced version (24 TS)
SH1218 | Reduced version (24 TS)
SH1824 | Reduced version (24 TS)

## Conversionld
TIMESLICE | DAYTYPE | VALUE
WW0006 | 1 | 1
WW0612 | 1 | 1
WW1218 | 1 | 1
WW1824 | 1 | 1
WH0006 | 2 | 1
WH0612 | 2 | 1
WH1218 | 2 | 1
WH1824 | 2 | 1
IW0006 | 1 | 1
IW0612 | 1 | 1
IW1218 | 1 | 1
IW1824 | 1 | 1
IH0006 | 2 | 1
IH0612 | 2 | 1
IH1218 | 2 | 1
IH1824 | 2 | 1
SW0006 | 1 | 1
SW0612 | 1 | 1
SW1218 | 1 | 1
SW1824 | 1 | 1
SH0006 | 2 | 1
SH0612 | 2 | 1
SH1218 | 2 | 1
SH1824 | 2 | 1

## Conversionlh
TIMESLICE | DAILYTIMEBRACKET | VALUE
WW0006 | 1 | 1
WW0612 | 2 | 1
WW1218 | 3 | 1
WW1824 | 4 | 1
WH0006 | 1 | 1
WH0612 | 2 | 1
WH1218 | 3 | 1
WH1824 | 4 | 1
IW0006 | 1 | 1
IW0612 | 2 | 1
IW1218 | 3 | 1
IW1824 | 4 | 1
IH0006 | 1 | 1
IH0612 | 2 | 1
IH1218 | 3 | 1
IH1824 | 4 | 1
SW0006 | 1 | 1
SW0612 | 2 | 1
SW1218 | 3 | 1
SW1824 | 4 | 1
SH0006 | 1 | 1
SH0612 | 2 | 1
SH1218 | 3 | 1
SH1824 | 4 | 1

## Conversionls
TIMESLICE | SEASON | VALUE
WW0006 | 1 | 1
WW0612 | 1 | 1
WW1218 | 1 | 1
WW1824 | 1 | 1
WH0006 | 1 | 1
WH0612 | 1 | 1
WH1218 | 1 | 1
WH1824 | 1 | 1
IW0006 | 2 | 1
IW0612 | 2 | 1
IW1218 | 2 | 1
IW1824 | 2 | 1
IH0006 | 2 | 1
IH0612 | 2 | 1
IH1218 | 2 | 1
IH1824 | 2 | 1
SW0006 | 3 | 1
SW0612 | 3 | 1
SW1218 | 3 | 1
SW1824 | 3 | 1
SH0006 | 3 | 1
SH0612 | 3 | 1
SH1218 | 3 | 1
SH1824 | 3 | 1

## DaysInDayType
SEASON | DAYTYPE | UNITS | NOTES | 2017 | 2018 | 2019 | 2020 | 2021 | 2022 | 2023 | 2024 | 2025 | 2026 | 2027 | 2028 | 2029 | 2030 | 2031 | 2032 | 2033 | 2034 | 2035 | 2036 | 2037 | 2038 | 2039 | 2040 | 2041 | 2042 | 2043 | 2044 | 2045 | 2046 | 2047 | 2048 | 2049 | 2050 | 2051 | 2052 | 2053 | 2054 | 2055 | 2056 | 2057 | 2058 | 2059 | 2060 | 2061 | 2062 | 2063 | 2064 | 2065 | 2066 | 2067 | 2068 | 2069 | 2070
1 | 1 |  |  | 5 | 5 | 5 | 5 | 5 | 5 | 5 | 5 | 5 | 5 | 5 | 5 | 5 | 5 | 5 | 5 | 5 | 5 | 5 | 5 | 5 | 5 | 5 | 5 | 5 | 5 | 5 | 5 | 5 | 5 | 5 | 5 | 5 | 5 | 5 | 5 | 5 | 5 | 5 | 5 | 5 | 5 | 5 | 5 | 5 | 5 | 5 | 5 | 5 | 5 | 5 | 5 | 5 | 5
2 | 1 |  |  | 5 | 5 | 5 | 5 | 5 | 5 | 5 | 5 | 5 | 5 | 5 | 5 | 5 | 5 | 5 | 5 | 5 | 5 | 5 | 5 | 5 | 5 | 5 | 5 | 5 | 5 | 5 | 5 | 5 | 5 | 5 | 5 | 5 | 5 | 5 | 5 | 5 | 5 | 5 | 5 | 5 | 5 | 5 | 5 | 5 | 5 | 5 | 5 | 5 | 5 | 5 | 5 | 5 | 5
3 | 1 |  |  | 5 | 5 | 5 | 5 | 5 | 5 | 5 | 5 | 5 | 5 | 5 | 5 | 5 | 5 | 5 | 5 | 5 | 5 | 5 | 5 | 5 | 5 | 5 | 5 | 5 | 5 | 5 | 5 | 5 | 5 | 5 | 5 | 5 | 5 | 5 | 5 | 5 | 5 | 5 | 5 | 5 | 5 | 5 | 5 | 5 | 5 | 5 | 5 | 5 | 5 | 5 | 5 | 5 | 5
1 | 2 |  |  | 2 | 2 | 2 | 2 | 2 | 2 | 2 | 2 | 2 | 2 | 2 | 2 | 2 | 2 | 2 | 2 | 2 | 2 | 2 | 2 | 2 | 2 | 2 | 2 | 2 | 2 | 2 | 2 | 2 | 2 | 2 | 2 | 2 | 2 | 2 | 2 | 2 | 2 | 2 | 2 | 2 | 2 | 2 | 2 | 2 | 2 | 2 | 2 | 2 | 2 | 2 | 2 | 2 | 2
2 | 2 |  |  | 2 | 2 | 2 | 2 | 2 | 2 | 2 | 2 | 2 | 2 | 2 | 2 | 2 | 2 | 2 | 2 | 2 | 2 | 2 | 2 | 2 | 2 | 2 | 2 | 2 | 2 | 2 | 2 | 2 | 2 | 2 | 2 | 2 | 2 | 2 | 2 | 2 | 2 | 2 | 2 | 2 | 2 | 2 | 2 | 2 | 2 | 2 | 2 | 2 | 2 | 2 | 2 | 2 | 2
3 | 2 |  |  | 2 | 2 | 2 | 2 | 2 | 2 | 2 | 2 | 2 | 2 | 2 | 2 | 2 | 2 | 2 | 2 | 2 | 2 | 2 | 2 | 2 | 2 | 2 | 2 | 2 | 2 | 2 | 2 | 2 | 2 | 2 | 2 | 2 | 2 | 2 | 2 | 2 | 2 | 2 | 2 | 2 | 2 | 2 | 2 | 2 | 2 | 2 | 2 | 2 | 2 | 2 | 2 | 2 | 2

## DAILYTIMEBRACKET
VALUE
1
2
3
4

## DaySplit
DAILYTIMEBRACKET | UNITS | NOTES | 2017 | 2018 | 2019 | 2020 | 2021 | 2022 | 2023 | 2024 | 2025 | 2026 | 2027 | 2028 | 2029 | 2030 | 2031 | 2032 | 2033 | 2034 | 2035 | 2036 | 2037 | 2038 | 2039 | 2040 | 2041 | 2042 | 2043 | 2044 | 2045 | 2046 | 2047 | 2048 | 2049 | 2050 | 2051 | 2052 | 2053 | 2054 | 2055 | 2056 | 2057 | 2058 | 2059 | 2060 | 2061 | 2062 | 2063 | 2064 | 2065 | 2066 | 2067 | 2068 | 2069 | 2070
1 | fraction of year | 6 hrs | 0.00068493 | 0.00068493 | 0.00068493 | 0.00068493 | 0.00068493 | 0.00068493 | 0.00068493 | 0.00068493 | 0.00068493 | 0.00068493 | 0.00068493 | 0.00068493 | 0.00068493 | 0.00068493 | 0.00068493 | 0.00068493 | 0.00068493 | 0.00068493 | 0.00068493 | 0.00068493 | 0.00068493 | 0.00068493 | 0.00068493 | 0.00068493 | 0.00068493 | 0.00068493 | 0.00068493 | 0.00068493 | 0.00068493 | 0.00068493 | 0.00068493 | 0.00068493 | 0.00068493 | 0.00068493 | 0.00068493 | 0.00068493 | 0.00068493 | 0.00068493 | 0.00068493 | 0.00068493 | 0.00068493 | 0.00068493 | 0.00068493 | 0.00068493 | 0.00068493 | 0.00068493 | 0.00068493 | 0.00068493 | 0.00068493 | 0.00068493 | 0.00068493 | 0.00068493 | 0.00068493 | 0.00068493
2 | fraction of year | 6 hrs | 0.00068493 | 0.00068493 | 0.00068493 | 0.00068493 | 0.00068493 | 0.00068493 | 0.00068493 | 0.00068493 | 0.00068493 | 0.00068493 | 0.00068493 | 0.00068493 | 0.00068493 | 0.00068493 | 0.00068493 | 0.00068493 | 0.00068493 | 0.00068493 | 0.00068493 | 0.00068493 | 0.00068493 | 0.00068493 | 0.00068493 | 0.00068493 | 0.00068493 | 0.00068493 | 0.00068493 | 0.00068493 | 0.00068493 | 0.00068493 | 0.00068493 | 0.00068493 | 0.00068493 | 0.00068493 | 0.00068493 | 0.00068493 | 0.00068493 | 0.00068493 | 0.00068493 | 0.00068493 | 0.00068493 | 0.00068493 | 0.00068493 | 0.00068493 | 0.00068493 | 0.00068493 | 0.00068493 | 0.00068493 | 0.00068493 | 0.00068493 | 0.00068493 | 0.00068493 | 0.00068493 | 0.00068493
3 | fraction of year | 6 hrs | 0.00068493 | 0.00068493 | 0.00068493 | 0.00068493 | 0.00068493 | 0.00068493 | 0.00068493 | 0.00068493 | 0.00068493 | 0.00068493 | 0.00068493 | 0.00068493 | 0.00068493 | 0.00068493 | 0.00068493 | 0.00068493 | 0.00068493 | 0.00068493 | 0.00068493 | 0.00068493 | 0.00068493 | 0.00068493 | 0.00068493 | 0.00068493 | 0.00068493 | 0.00068493 | 0.00068493 | 0.00068493 | 0.00068493 | 0.00068493 | 0.00068493 | 0.00068493 | 0.00068493 | 0.00068493 | 0.00068493 | 0.00068493 | 0.00068493 | 0.00068493 | 0.00068493 | 0.00068493 | 0.00068493 | 0.00068493 | 0.00068493 | 0.00068493 | 0.00068493 | 0.00068493 | 0.00068493 | 0.00068493 | 0.00068493 | 0.00068493 | 0.00068493 | 0.00068493 | 0.00068493 | 0.00068493
4 | fraction of year | 6 hrs | 0.00068493 | 0.00068493 | 0.00068493 | 0.00068493 | 0.00068493 | 0.00068493 | 0.00068493 | 0.00068493 | 0.00068493 | 0.00068493 | 0.00068493 | 0.00068493 | 0.00068493 | 0.00068493 | 0.00068493 | 0.00068493 | 0.00068493 | 0.00068493 | 0.00068493 | 0.00068493 | 0.00068493 | 0.00068493 | 0.00068493 | 0.00068493 | 0.00068493 | 0.00068493 | 0.00068493 | 0.00068493 | 0.00068493 | 0.00068493 | 0.00068493 | 0.00068493 | 0.00068493 | 0.00068493 | 0.00068493 | 0.00068493 | 0.00068493 | 0.00068493 | 0.00068493 | 0.00068493 | 0.00068493 | 0.00068493 | 0.00068493 | 0.00068493 | 0.00068493 | 0.00068493 | 0.00068493 | 0.00068493 | 0.00068493 | 0.00068493 | 0.00068493 | 0.00068493 | 0.00068493 | 0.00068493

## SEASON
VALUE
1
2
3

## DAYTYPE
VALUE
1
2

## DiscountRate
REGION | VALUE

## FUEL
VALUE | UNITS | NOTES
17_electricity | PJ | Electricity (Generation)
17_electricity_Dx | PJ | Electricity (end use)
17_electricity_own | PJ | Own use
17_electricity_loss | PJ | Transmission losses
17_electricity_imports | PJ | Electricity imports
17_electricity_PV | PJ | Electricity from Solar PV
1_x_coal_thermal | PJ
1_5_lignite | PJ
2_coal_products | PJ
7_7_gas_diesel_oil | PJ
7_8_fuel_oil | PJ
8_1_natural_gas | PJ | Natural Gas
10_hydro | PJ
11_geothermal | PJ
12_1_of_which_photovoltaics | PJ | Solar Utility levels + Solar PV Demand side - EGEDA definition
14_wind | PJ
15_solid_biomass | PJ
16_others | PJ

## TECHNOLOGY
VALUE | UNITS | NOTES
POW_Coal_PP | GW | Existing Power Plants tech
POW_Oil_PP | GW | Existing Power Plants tech
POW_Gas_PP | GW | Existing Power Plants tech
POW_Hydro_PP | GW | Existing Power Plants tech
POW_Geothermal_PP | GW | Existing Power Plants tech
POW_SolarPV_PP | GW | Existing Power Plants tech
POW_Wind_PP | GW | Existing Power Plants tech
POW_Solid_Biomass_PP | GW | Existing Power Plants tech
POW_Other_PP | GW | Existing Power Plants tech
POW_Transmission | PJ | Transmission System
POW_TRN | PJ | Transmission System for RE
POW_IMPORT_ELEC_PP | PJ | Net imports of electricity
POW_TBATT | PJ | Tech for Storage
POW_1_x_coal_thermal | PJ | added from OutputActivityRatio
POW_1_5_lignite | PJ | added from OutputActivityRatio
POW_2_coal_products | PJ | added from OutputActivityRatio
POW_7_7_gas_diesel_oil | PJ | added from OutputActivityRatio
POW_7_8_fuel_oil | PJ | added from OutputActivityRatio
POW_8_1_natural_gas | PJ | added from OutputActivityRatio
POW_10_hydro | PJ | added from OutputActivityRatio
POW_11_geothermal | PJ | added from OutputActivityRatio
POW_12_1_of_which_photovoltaics | PJ | added from OutputActivityRatio
POW_14_wind | PJ | added from OutputActivityRatio
POW_15_solid_biomass | PJ | added from OutputActivityRatio
POW_16_others | PJ | added from OutputActivityRatio
POW_17_electricity_imports | PJ | added from OutputActivityRatio
YYY_1_x_coal_thermal | PJ | Backstop
YYY_1_5_lignite | PJ | Backstop
YYY_2_coal_products | PJ | Backstop
YYY_7_7_gas_diesel_oil | PJ | Backstop
YYY_7_8_fuel_oil | PJ | Backstop
YYY_8_1_natural_gas | PJ | Backstop
YYY_10_hydro | PJ | Backstop
YYY_11_geothermal | PJ | Backstop
YYY_12_1_of_which_photovoltaics | PJ | Backstop
YYY_14_wind | PJ | Backstop
YYY_15_solid_biomass | PJ | Backstop
YYY_16_others | PJ | Backstop
YYY_17_electricity | PJ | Backstop
YYY_17_electricity_PV | PJ | Backstop
YYY_17_electricity_Dx | PJ | Backstop
YYY_17_electricity_own | PJ | Backstop
YYY_17_electricity_loss | PJ | Backstop
YYY_17_electricity_imports | PJ | Backstop

## CapacityToActivityUnit
REGION | TECHNOLOGY | UNITS | NOTES | VALUE
19_THA | POW_Coal_PP | PJ/MWh | From GW to PJ (=8.76*3.6) | 31.536
19_THA | POW_Oil_PP | PJ/MWh | From GW to PJ | 31.536
19_THA | POW_Gas_PP | PJ/MWh | From GW to PJ | 31.536
19_THA | POW_Hydro_PP | PJ/MWh | From GW to PJ | 31.536
19_THA | POW_Geothermal_PP | PJ/MWh | From GW to PJ | 31.536
19_THA | POW_SolarPV_PP | PJ/MWh | From GW to PJ | 31.536
19_THA | POW_Wind_PP | PJ/MWh | From GW to PJ | 31.536
19_THA | POW_Solid_Biomass_PP | PJ/MWh | From GW to PJ | 31.536
19_THA | POW_Other_PP | PJ/MWh | From GW to PJ | 31.536
19_THA | POW_IMPORT_ELEC_PP | PJ/PJ |  | 1
19_THA | POW_TBATT | PJ/MWh |  | 31.536
19_THA | POW_Transmission | PJ/PJ |  | 1
19_THA | POW_1_x_coal_thermal | PJ/PJ |  | 1
19_THA | POW_1_5_lignite | PJ/PJ |  | 1
19_THA | POW_2_coal_products | PJ/PJ |  | 1
19_THA | POW_7_7_gas_diesel_oil | PJ/PJ |  | 1
19_THA | POW_7_8_fuel_oil | PJ/PJ |  | 1
19_THA | POW_8_1_natural_gas | PJ/PJ |  | 1
19_THA | POW_10_hydro | PJ/PJ |  | 1
19_THA | POW_11_geothermal | PJ/PJ |  | 1
19_THA | POW_12_1_of_which_photovoltaics | PJ/PJ |  | 1
19_THA | POW_14_wind | PJ/PJ |  | 1
19_THA | POW_15_solid_biomass | PJ/PJ |  | 1
19_THA | POW_16_others | PJ/PJ |  | 1

## OperationalLife
REGION | TECHNOLOGY | VALUE | UNITS | NOTES
19_THA | POW_Coal_PP | 40 | years
19_THA | POW_Oil_PP | 40 | years
19_THA | POW_Gas_PP | 40 | years
19_THA | POW_Hydro_PP | 100 | years
19_THA | POW_Geothermal_PP | 50 | years
19_THA | POW_SolarPV_PP | 25 | years
19_THA | POW_Wind_PP | 40 | years
19_THA | POW_Solid_Biomass_PP | 40 | years
19_THA | POW_Other_PP | 40 | years
19_THA | POW_Transmission | 50 | years
19_THA | POW_IMPORT_ELEC_PP | 50 | years
19_THA | POW_TBATT | 25 | years

## AvailabilityFactor
SCENARIO | REGION | TECHNOLOGY | UNITS | NOTES | 2017 | 2018 | 2019 | 2020 | 2021 | 2022 | 2023 | 2024 | 2025 | 2026 | 2027 | 2028 | 2029 | 2030 | 2031 | 2032 | 2033 | 2034 | 2035 | 2036 | 2037 | 2038 | 2039 | 2040 | 2041 | 2042 | 2043 | 2044 | 2045 | 2046 | 2047 | 2048 | 2049 | 2050 | 2051 | 2052 | 2053 | 2054 | 2055 | 2056 | 2057 | 2058 | 2059 | 2060 | 2061 | 2062 | 2063 | 2064 | 2065 | 2066 | 2067 | 2068 | 2069 | 2070
Reference | 19_THA | POW_Coal_PP | bar: 2017 to 2070
Reference | 19_THA | POW_Oil_PP | bar: 2017 to 2070
Reference | 19_THA | POW_Gas_PP | bar: 2017 to 2070
Reference | 19_THA | POW_Hydro_PP | bar: 2017 to 2070
Reference | 19_THA | POW_Geothermal_PP | bar: 2017 to 2070
Reference | 19_THA | POW_SolarPV_PP | bar: 2017 to 2070
Reference | 19_THA | POW_Wind_PP | bar: 2017 to 2070
Reference | 19_THA | POW_Solid_Biomass_PP | bar: 2017 to 2070
Reference | 19_THA | POW_Other_PP | bar: 2017 to 2070
Reference | 19_THA | POW_TBATT |  |  | 0 | 0 | 0 | 0 | 0 | 1 | 1 | 1 | 1 | 1 | 1 | 1 | 1 | 1 | 1 | 1 | 1 | 1 | 1 | 1 | 1 | 1 | 1 | 1 | 1 | 1 | 1 | 1 | 1 | 1 | 1 | 1 | 1 | 1 | 1 | 1 | 1 | 1 | 1 | 1 | 1 | 1 | 1 | 1 | 1 | 1 | 1 | 1 | 1 | 1 | 1 | 1 | 1 | 1
Reference | 19_THA | POW_Transmission | bar: 2017 to 2070
Reference | 19_THA | POW_IMPORT_ELEC_PP | bar: 2017 to 2070
Reference | 19_THA | POW_1_x_coal_thermal | bar: 2017 to 2070
Reference | 19_THA | POW_1_5_lignite | bar: 2017 to 2070
Reference | 19_THA | POW_2_coal_products | bar: 2017 to 2070
Reference | 19_THA | POW_7_7_gas_diesel_oil | bar: 2017 to 2070
Reference | 19_THA | POW_7_8_fuel_oil | bar: 2017 to 2070
Reference | 19_THA | POW_8_1_natural_gas | bar: 2017 to 2070
Reference | 19_THA | POW_10_hydro | bar: 2017 to 2070
Reference | 19_THA | POW_11_geothermal | bar: 2017 to 2070
Reference | 19_THA | POW_12_1_of_which_photovoltaics | bar: 2017 to 2070
Reference | 19_THA | POW_14_wind | bar: 2017 to 2070
Reference | 19_THA | POW_15_solid_biomass | bar: 2017 to 2070
Reference | 19_THA | POW_16_others | bar: 2017 to 2070
Reference | 19_THA | POW_17_electricity_imports | bar: 2017 to 2070

## AccumulatedAnnualDemand
SCENARIO | REGION | FUEL | UNITS | NOTES | 2017 | 2018 | 2019 | 2020 | 2021 | 2022 | 2023 | 2024 | 2025 | 2026 | 2027 | 2028 | 2029 | 2030 | 2031 | 2032 | 2033 | 2034 | 2035 | 2036 | 2037 | 2038 | 2039 | 2040 | 2041 | 2042 | 2043 | 2044 | 2045 | 2046 | 2047 | 2048 | 2049 | 2050 | 2051 | 2052 | 2053 | 2054 | 2055 | 2056 | 2057 | 2058 | 2059 | 2060 | 2061 | 2062 | 2063 | 2064 | 2065 | 2066 | 2067 | 2068 | 2069 | 2070
Reference | 19_THA | 17_electricity |  |  | 0 | 0 | 0 | 0 | 0 | 0 | 0 | 0 | 0 | 0 | 0 | 0 | 0 | 0 | 0 | 0 | 0 | 0 | 0 | 0 | 0 | 0 | 0 | 0 | 0 | 0 | 0 | 0 | 0 | 0 | 0 | 0 | 0 | 0 | 0 | 0 | 0 | 0 | 0 | 0 | 0 | 0 | 0 | 0 | 0 | 0 | 0 | 0 | 0 | 0 | 0 | 0 | 0 | 0

## SpecifiedAnnualDemand
SCENARIO | REGION | FUEL | UNITS | NOTES | 2017 | 2018 | 2019 | 2020 | 2021 | 2022 | 2023 | 2024 | 2025 | 2026 | 2027 | 2028 | 2029 | 2030 | 2031 | 2032 | 2033 | 2034 | 2035 | 2036 | 2037 | 2038 | 2039 | 2040 | 2041 | 2042 | 2043 | 2044 | 2045 | 2046 | 2047 | 2048 | 2049 | 2050 | 2051 | 2052 | 2053 | 2054 | 2055 | 2056 | 2057 | 2058 | 2059 | 2060 | 2061 | 2062 | 2063 | 2064 | 2065 | 2066 | 2067 | 2068 | 2069 | 2070
Reference | 19_THA | 17_electricity_Dx |  |  | 697.7894 | 709.9688 | 733.3715 | 708.1401 | 727.3102 | 771.5594 | 818.1158 | 840.1254 | 860.1786 | 879.84 | 899.7224 | 915.0284 | 937.4929 | 956.4848 | 974.6437 | 997.1204 | 1016.5447 | 1037.7247 | 1058.0652 | 1077.3945 | 1096.2552 | 1114.6319 | 1136.9892 | 1154.2912 | 1177.3334 | 1202.3201 | 1227.3326 | 1250.9584 | 1276.3018 | 1301.2885 | 1332.0597 | 1363.7171 | 1392.516 | 1425.1477 | 1425.1477 | 1425.1477 | 1425.1477 | 1425.1477 | 1425.1477 | 1425.1477 | 1425.1477 | 1425.1477 | 1425.1477 | 1425.1477 | 1425.1477 | 1425.1477 | 1425.1477 | 1425.1477 | 1425.1477 | 1425.1477 | 1425.1477 | 1425.1477 | 1425.1477 | 1425.1477

## SpecifiedDemandProfile
SCENARIO | REGION | FUEL | TIMESLICE | UNITS | NOTES | 2017 | 2018 | 2019 | 2020 | 2021 | 2022 | 2023 | 2024 | 2025 | 2026 | 2027 | 2028 | 2029 | 2030 | 2031 | 2032 | 2033 | 2034 | 2035 | 2036 | 2037 | 2038 | 2039 | 2040 | 2041 | 2042 | 2043 | 2044 | 2045 | 2046 | 2047 | 2048 | 2049 | 2050 | 2051 | 2052 | 2053 | 2054 | 2055 | 2056 | 2057 | 2058 | 2059 | 2060 | 2061 | 2062 | 2063 | 2064 | 2065 | 2066 | 2067 | 2068 | 2069 | 2070
Reference | 19_THA | 17_electricity_Dx | WW0006 | fraction of year |  | 0.034918 | 0.034918 | 0.034918 | 0.034918 | 0.034918 | 0.034918 | 0.034918 | 0.034918 | 0.034918 | 0.034918 | 0.034918 | 0.034918 | 0.034918 | 0.034918 | 0.034918 | 0.034918 | 0.034918 | 0.034918 | 0.034918 | 0.034918 | 0.034918 | 0.034918 | 0.034918 | 0.034918 | 0.034918 | 0.034918 | 0.034918 | 0.034918 | 0.034918 | 0.034918 | 0.034918 | 0.034918 | 0.034918 | 0.034918 | 0.034918 | 0.034918 | 0.034918 | 0.034918 | 0.034918 | 0.034918 | 0.034918 | 0.034918 | 0.034918 | 0.034918 | 0.034918 | 0.034918 | 0.034918 | 0.034918 | 0.034918 | 0.034918 | 0.034918 | 0.034918 | 0.034918 | 0.034918
Reference | 19_THA | 17_electricity_Dx | WW0612 | fraction of year |  | 0.039047 | 0.039047 | 0.039047 | 0.039047 | 0.039047 | 0.039047 | 0.039047 | 0.039047 | 0.039047 | 0.039047 | 0.039047 | 0.039047 | 0.039047 | 0.039047 | 0.039047 | 0.039047 | 0.039047 | 0.039047 | 0.039047 | 0.039047 | 0.039047 | 0.039047 | 0.039047 | 0.039047 | 0.039047 | 0.039047 | 0.039047 | 0.039047 | 0.039047 | 0.039047 | 0.039047 | 0.039047 | 0.039047 | 0.039047 | 0.039047 | 0.039047 | 0.039047 | 0.039047 | 0.039047 | 0.039047 | 0.039047 | 0.039047 | 0.039047 | 0.039047 | 0.039047 | 0.039047 | 0.039047 | 0.039047 | 0.039047 | 0.039047 | 0.039047 | 0.039047 | 0.039047 | 0.039047
Reference | 19_THA | 17_electricity_Dx | WW1218 | fraction of year |  | 0.042048 | 0.042048 | 0.042048 | 0.042048 | 0.042048 | 0.042048 | 0.042048 | 0.042048 | 0.042048 | 0.042048 | 0.042048 | 0.042048 | 0.042048 | 0.042048 | 0.042048 | 0.042048 | 0.042048 | 0.042048 | 0.042048 | 0.042048 | 0.042048 | 0.042048 | 0.042048 | 0.042048 | 0.042048 | 0.042048 | 0.042048 | 0.042048 | 0.042048 | 0.042048 | 0.042048 | 0.042048 | 0.042048 | 0.042048 | 0.042048 | 0.042048 | 0.042048 | 0.042048 | 0.042048 | 0.042048 | 0.042048 | 0.042048 | 0.042048 | 0.042048 | 0.042048 | 0.042048 | 0.042048 | 0.042048 | 0.042048 | 0.042048 | 0.042048 | 0.042048 | 0.042048 | 0.042048
Reference | 19_THA | 17_electricity_Dx | WW1824 | fraction of year |  | 0.043418 | 0.043418 | 0.043418 | 0.043418 | 0.043418 | 0.043418 | 0.043418 | 0.043418 | 0.043418 | 0.043418 | 0.043418 | 0.043418 | 0.043418 | 0.043418 | 0.043418 | 0.043418 | 0.043418 | 0.043418 | 0.043418 | 0.043418 | 0.043418 | 0.043418 | 0.043418 | 0.043418 | 0.043418 | 0.043418 | 0.043418 | 0.043418 | 0.043418 | 0.043418 | 0.043418 | 0.043418 | 0.043418 | 0.043418 | 0.043418 | 0.043418 | 0.043418 | 0.043418 | 0.043418 | 0.043418 | 0.043418 | 0.043418 | 0.043418 | 0.043418 | 0.043418 | 0.043418 | 0.043418 | 0.043418 | 0.043418 | 0.043418 | 0.043418 | 0.043418 | 0.043418 | 0.043418
Reference | 19_THA | 17_electricity_Dx | WH0006 | fraction of year |  | 0.013984 | 0.013984 | 0.013984 | 0.013984 | 0.013984 | 0.013984 | 0.013984 | 0.013984 | 0.013984 | 0.013984 | 0.013984 | 0.013984 | 0.013984 | 0.013984 | 0.013984 | 0.013984 | 0.013984 | 0.013984 | 0.013984 | 0.013984 | 0.013984 | 0.013984 | 0.013984 | 0.013984 | 0.013984 | 0.013984 | 0.013984 | 0.013984 | 0.013984 | 0.013984 | 0.013984 | 0.013984 | 0.013984 | 0.013984 | 0.013984 | 0.013984 | 0.013984 | 0.013984 | 0.013984 | 0.013984 | 0.013984 | 0.013984 | 0.013984 | 0.013984 | 0.013984 | 0.013984 | 0.013984 | 0.013984 | 0.013984 | 0.013984 | 0.013984 | 0.013984 | 0.013984 | 0.013984
Reference | 19_THA | 17_electricity_Dx | WH0612 | fraction of year |  | 0.016361 | 0.016361 | 0.016361 | 0.016361 | 0.016361 | 0.016361 | 0.016361 | 0.016361 | 0.016361 | 0.016361 | 0.016361 | 0.016361 | 0.016361 | 0.016361 | 0.016361 | 0.016361 | 0.016361 | 0.016361 | 0.016361 | 0.016361 | 0.016361 | 0.016361 | 0.016361 | 0.016361 | 0.016361 | 0.016361 | 0.016361 | 0.016361 | 0.016361 | 0.016361 | 0.016361 | 0.016361 | 0.016361 | 0.016361 | 0.016361 | 0.016361 | 0.016361 | 0.016361 | 0.016361 | 0.016361 | 0.016361 | 0.016361 | 0.016361 | 0.016361 | 0.016361 | 0.016361 | 0.016361 | 0.016361 | 0.016361 | 0.016361 | 0.016361 | 0.016361 | 0.016361 | 0.016361
Reference | 19_THA | 17_electricity_Dx | WH1218 | fraction of year |  | 0.017484 | 0.017484 | 0.017484 | 0.017484 | 0.017484 | 0.017484 | 0.017484 | 0.017484 | 0.017484 | 0.017484 | 0.017484 | 0.017484 | 0.017484 | 0.017484 | 0.017484 | 0.017484 | 0.017484 | 0.017484 | 0.017484 | 0.017484 | 0.017484 | 0.017484 | 0.017484 | 0.017484 | 0.017484 | 0.017484 | 0.017484 | 0.017484 | 0.017484 | 0.017484 | 0.017484 | 0.017484 | 0.017484 | 0.017484 | 0.017484 | 0.017484 | 0.017484 | 0.017484 | 0.017484 | 0.017484 | 0.017484 | 0.017484 | 0.017484 | 0.017484 | 0.017484 | 0.017484 | 0.017484 | 0.017484 | 0.017484 | 0.017484 | 0.017484 | 0.017484 | 0.017484 | 0.017484
Reference | 19_THA | 17_electricity_Dx | WH1824 | fraction of year |  | 0.017368 | 0.017368 | 0.017368 | 0.017368 | 0.017368 | 0.017368 | 0.017368 | 0.017368 | 0.017368 | 0.017368 | 0.017368 | 0.017368 | 0.017368 | 0.017368 | 0.017368 | 0.017368 | 0.017368 | 0.017368 | 0.017368 | 0.017368 | 0.017368 | 0.017368 | 0.017368 | 0.017368 | 0.017368 | 0.017368 | 0.017368 | 0.017368 | 0.017368 | 0.017368 | 0.017368 | 0.017368 | 0.017368 | 0.017368 | 0.017368 | 0.017368 | 0.017368 | 0.017368 | 0.017368 | 0.017368 | 0.017368 | 0.017368 | 0.017368 | 0.017368 | 0.017368 | 0.017368 | 0.017368 | 0.017368 | 0.017368 | 0.017368 | 0.017368 | 0.017368 | 0.017368 | 0.017368
Reference | 19_THA | 17_electricity_Dx | IW0006 | fraction of year |  | 0.081216 | 0.081216 | 0.081216 | 0.081216 | 0.081216 | 0.081216 | 0.081216 | 0.081216 | 0.081216 | 0.081216 | 0.081216 | 0.081216 | 0.081216 | 0.081216 | 0.081216 | 0.081216 | 0.081216 | 0.081216 | 0.081216 | 0.081216 | 0.081216 | 0.081216 | 0.081216 | 0.081216 | 0.081216 | 0.081216 | 0.081216 | 0.081216 | 0.081216 | 0.081216 | 0.081216 | 0.081216 | 0.081216 | 0.081216 | 0.081216 | 0.081216 | 0.081216 | 0.081216 | 0.081216 | 0.081216 | 0.081216 | 0.081216 | 0.081216 | 0.081216 | 0.081216 | 0.081216 | 0.081216 | 0.081216 | 0.081216 | 0.081216 | 0.081216 | 0.081216 | 0.081216 | 0.081216
Reference | 19_THA | 17_electricity_Dx | IW0612 | fraction of year |  | 0.088341 | 0.088341 | 0.088341 | 0.088341 | 0.088341 | 0.088341 | 0.088341 | 0.088341 | 0.088341 | 0.088341 | 0.088341 | 0.088341 | 0.088341 | 0.088341 | 0.088341 | 0.088341 | 0.088341 | 0.088341 | 0.088341 | 0.088341 | 0.088341 | 0.088341 | 0.088341 | 0.088341 | 0.088341 | 0.088341 | 0.088341 | 0.088341 | 0.088341 | 0.088341 | 0.088341 | 0.088341 | 0.088341 | 0.088341 | 0.088341 | 0.088341 | 0.088341 | 0.088341 | 0.088341 | 0.088341 | 0.088341 | 0.088341 | 0.088341 | 0.088341 | 0.088341 | 0.088341 | 0.088341 | 0.088341 | 0.088341 | 0.088341 | 0.088341 | 0.088341 | 0.088341 | 0.088341
Reference | 19_THA | 17_electricity_Dx | IW1218 | fraction of year |  | 0.094799 | 0.094799 | 0.094799 | 0.094799 | 0.094799 | 0.094799 | 0.094799 | 0.094799 | 0.094799 | 0.094799 | 0.094799 | 0.094799 | 0.094799 | 0.094799 | 0.094799 | 0.094799 | 0.094799 | 0.094799 | 0.094799 | 0.094799 | 0.094799 | 0.094799 | 0.094799 | 0.094799 | 0.094799 | 0.094799 | 0.094799 | 0.094799 | 0.094799 | 0.094799 | 0.094799 | 0.094799 | 0.094799 | 0.094799 | 0.094799 | 0.094799 | 0.094799 | 0.094799 | 0.094799 | 0.094799 | 0.094799 | 0.094799 | 0.094799 | 0.094799 | 0.094799 | 0.094799 | 0.094799 | 0.094799 | 0.094799 | 0.094799 | 0.094799 | 0.094799 | 0.094799 | 0.094799
Reference | 19_THA | 17_electricity_Dx | IW1824 | fraction of year |  | 0.097658 | 0.097658 | 0.097658 | 0.097658 | 0.097658 | 0.097658 | 0.097658 | 0.097658 | 0.097658 | 0.097658 | 0.097658 | 0.097658 | 0.097658 | 0.097658 | 0.097658 | 0.097658 | 0.097658 | 0.097658 | 0.097658 | 0.097658 | 0.097658 | 0.097658 | 0.097658 | 0.097658 | 0.097658 | 0.097658 | 0.097658 | 0.097658 | 0.097658 | 0.097658 | 0.097658 | 0.097658 | 0.097658 | 0.097658 | 0.097658 | 0.097658 | 0.097658 | 0.097658 | 0.097658 | 0.097658 | 0.097658 | 0.097658 | 0.097658 | 0.097658 | 0.097658 | 0.097658 | 0.097658 | 0.097658 | 0.097658 | 0.097658 | 0.097658 | 0.097658 | 0.097658 | 0.097658
Reference | 19_THA | 17_electricity_Dx | IH0006 | fraction of year |  | 0.034711 | 0.034711 | 0.034711 | 0.034711 | 0.034711 | 0.034711 | 0.034711 | 0.034711 | 0.034711 | 0.034711 | 0.034711 | 0.034711 | 0.034711 | 0.034711 | 0.034711 | 0.034711 | 0.034711 | 0.034711 | 0.034711 | 0.034711 | 0.034711 | 0.034711 | 0.034711 | 0.034711 | 0.034711 | 0.034711 | 0.034711 | 0.034711 | 0.034711 | 0.034711 | 0.034711 | 0.034711 | 0.034711 | 0.034711 | 0.034711 | 0.034711 | 0.034711 | 0.034711 | 0.034711 | 0.034711 | 0.034711 | 0.034711 | 0.034711 | 0.034711 | 0.034711 | 0.034711 | 0.034711 | 0.034711 | 0.034711 | 0.034711 | 0.034711 | 0.034711 | 0.034711 | 0.034711
Reference | 19_THA | 17_electricity_Dx | IH0612 | fraction of year |  | 0.037947 | 0.037947 | 0.037947 | 0.037947 | 0.037947 | 0.037947 | 0.037947 | 0.037947 | 0.037947 | 0.037947 | 0.037947 | 0.037947 | 0.037947 | 0.037947 | 0.037947 | 0.037947 | 0.037947 | 0.037947 | 0.037947 | 0.037947 | 0.037947 | 0.037947 | 0.037947 | 0.037947 | 0.037947 | 0.037947 | 0.037947 | 0.037947 | 0.037947 | 0.037947 | 0.037947 | 0.037947 | 0.037947 | 0.037947 | 0.037947 | 0.037947 | 0.037947 | 0.037947 | 0.037947 | 0.037947 | 0.037947 | 0.037947 | 0.037947 | 0.037947 | 0.037947 | 0.037947 | 0.037947 | 0.037947 | 0.037947 | 0.037947 | 0.037947 | 0.037947 | 0.037947 | 0.037947
Reference | 19_THA | 17_electricity_Dx | IH1218 | fraction of year |  | 0.040248 | 0.040248 | 0.040248 | 0.040248 | 0.040248 | 0.040248 | 0.040248 | 0.040248 | 0.040248 | 0.040248 | 0.040248 | 0.040248 | 0.040248 | 0.040248 | 0.040248 | 0.040248 | 0.040248 | 0.040248 | 0.040248 | 0.040248 | 0.040248 | 0.040248 | 0.040248 | 0.040248 | 0.040248 | 0.040248 | 0.040248 | 0.040248 | 0.040248 | 0.040248 | 0.040248 | 0.040248 | 0.040248 | 0.040248 | 0.040248 | 0.040248 | 0.040248 | 0.040248 | 0.040248 | 0.040248 | 0.040248 | 0.040248 | 0.040248 | 0.040248 | 0.040248 | 0.040248 | 0.040248 | 0.040248 | 0.040248 | 0.040248 | 0.040248 | 0.040248 | 0.040248 | 0.040248
Reference | 19_THA | 17_electricity_Dx | IH1824 | fraction of year |  | 0.040619 | 0.040619 | 0.040619 | 0.040619 | 0.040619 | 0.040619 | 0.040619 | 0.040619 | 0.040619 | 0.040619 | 0.040619 | 0.040619 | 0.040619 | 0.040619 | 0.040619 | 0.040619 | 0.040619 | 0.040619 | 0.040619 | 0.040619 | 0.040619 | 0.040619 | 0.040619 | 0.040619 | 0.040619 | 0.040619 | 0.040619 | 0.040619 | 0.040619 | 0.040619 | 0.040619 | 0.040619 | 0.040619 | 0.040619 | 0.040619 | 0.040619 | 0.040619 | 0.040619 | 0.040619 | 0.040619 | 0.040619 | 0.040619 | 0.040619 | 0.040619 | 0.040619 | 0.040619 | 0.040619 | 0.040619 | 0.040619 | 0.040619 | 0.040619 | 0.040619 | 0.040619 | 0.040619
Reference | 19_THA | 17_electricity_Dx | SW0006 | fraction of year |  | 0.041538 | 0.041538 | 0.041538 | 0.041538 | 0.041538 | 0.041538 | 0.041538 | 0.041538 | 0.041538 | 0.041538 | 0.041538 | 0.041538 | 0.041538 | 0.041538 | 0.041538 | 0.041538 | 0.041538 | 0.041538 | 0.041538 | 0.041538 | 0.041538 | 0.041538 | 0.041538 | 0.041538 | 0.041538 | 0.041538 | 0.041538 | 0.041538 | 0.041538 | 0.041538 | 0.041538 | 0.041538 | 0.041538 | 0.041538 | 0.041538 | 0.041538 | 0.041538 | 0.041538 | 0.041538 | 0.041538 | 0.041538 | 0.041538 | 0.041538 | 0.041538 | 0.041538 | 0.041538 | 0.041538 | 0.041538 | 0.041538 | 0.041538 | 0.041538 | 0.041538 | 0.041538 | 0.041538
Reference | 19_THA | 17_electricity_Dx | SW0612 | fraction of year |  | 0.045008 | 0.045008 | 0.045008 | 0.045008 | 0.045008 | 0.045008 | 0.045008 | 0.045008 | 0.045008 | 0.045008 | 0.045008 | 0.045008 | 0.045008 | 0.045008 | 0.045008 | 0.045008 | 0.045008 | 0.045008 | 0.045008 | 0.045008 | 0.045008 | 0.045008 | 0.045008 | 0.045008 | 0.045008 | 0.045008 | 0.045008 | 0.045008 | 0.045008 | 0.045008 | 0.045008 | 0.045008 | 0.045008 | 0.045008 | 0.045008 | 0.045008 | 0.045008 | 0.045008 | 0.045008 | 0.045008 | 0.045008 | 0.045008 | 0.045008 | 0.045008 | 0.045008 | 0.045008 | 0.045008 | 0.045008 | 0.045008 | 0.045008 | 0.045008 | 0.045008 | 0.045008 | 0.045008
Reference | 19_THA | 17_electricity_Dx | SW1218 | fraction of year |  | 0.047786 | 0.047786 | 0.047786 | 0.047786 | 0.047786 | 0.047786 | 0.047786 | 0.047786 | 0.047786 | 0.047786 | 0.047786 | 0.047786 | 0.047786 | 0.047786 | 0.047786 | 0.047786 | 0.047786 | 0.047786 | 0.047786 | 0.047786 | 0.047786 | 0.047786 | 0.047786 | 0.047786 | 0.047786 | 0.047786 | 0.047786 | 0.047786 | 0.047786 | 0.047786 | 0.047786 | 0.047786 | 0.047786 | 0.047786 | 0.047786 | 0.047786 | 0.047786 | 0.047786 | 0.047786 | 0.047786 | 0.047786 | 0.047786 | 0.047786 | 0.047786 | 0.047786 | 0.047786 | 0.047786 | 0.047786 | 0.047786 | 0.047786 | 0.047786 | 0.047786 | 0.047786 | 0.047786
Reference | 19_THA | 17_electricity_Dx | SW1824 | fraction of year |  | 0.049617 | 0.049617 | 0.049617 | 0.049617 | 0.049617 | 0.049617 | 0.049617 | 0.049617 | 0.049617 | 0.049617 | 0.049617 | 0.049617 | 0.049617 | 0.049617 | 0.049617 | 0.049617 | 0.049617 | 0.049617 | 0.049617 | 0.049617 | 0.049617 | 0.049617 | 0.049617 | 0.049617 | 0.049617 | 0.049617 | 0.049617 | 0.049617 | 0.049617 | 0.049617 | 0.049617 | 0.049617 | 0.049617 | 0.049617 | 0.049617 | 0.049617 | 0.049617 | 0.049617 | 0.049617 | 0.049617 | 0.049617 | 0.049617 | 0.049617 | 0.049617 | 0.049617 | 0.049617 | 0.049617 | 0.049617 | 0.049617 | 0.049617 | 0.049617 | 0.049617 | 0.049617 | 0.049617
Reference | 19_THA | 17_electricity_Dx | SH0006 | fraction of year |  | 0.01713 | 0.01713 | 0.01713 | 0.01713 | 0.01713 | 0.01713 | 0.01713 | 0.01713 | 0.01713 | 0.01713 | 0.01713 | 0.01713 | 0.01713 | 0.01713 | 0.01713 | 0.01713 | 0.01713 | 0.01713 | 0.01713 | 0.01713 | 0.01713 | 0.01713 | 0.01713 | 0.01713 | 0.01713 | 0.01713 | 0.01713 | 0.01713 | 0.01713 | 0.01713 | 0.01713 | 0.01713 | 0.01713 | 0.01713 | 0.01713 | 0.01713 | 0.01713 | 0.01713 | 0.01713 | 0.01713 | 0.01713 | 0.01713 | 0.01713 | 0.01713 | 0.01713 | 0.01713 | 0.01713 | 0.01713 | 0.01713 | 0.01713 | 0.01713 | 0.01713 | 0.01713 | 0.01713
Reference | 19_THA | 17_electricity_Dx | SH0612 | fraction of year |  | 0.018951 | 0.018951 | 0.018951 | 0.018951 | 0.018951 | 0.018951 | 0.018951 | 0.018951 | 0.018951 | 0.018951 | 0.018951 | 0.018951 | 0.018951 | 0.018951 | 0.018951 | 0.018951 | 0.018951 | 0.018951 | 0.018951 | 0.018951 | 0.018951 | 0.018951 | 0.018951 | 0.018951 | 0.018951 | 0.018951 | 0.018951 | 0.018951 | 0.018951 | 0.018951 | 0.018951 | 0.018951 | 0.018951 | 0.018951 | 0.018951 | 0.018951 | 0.018951 | 0.018951 | 0.018951 | 0.018951 | 0.018951 | 0.018951 | 0.018951 | 0.018951 | 0.018951 | 0.018951 | 0.018951 | 0.018951 | 0.018951 | 0.018951 | 0.018951 | 0.018951 | 0.018951 | 0.018951
Reference | 19_THA | 17_electricity_Dx | SH1218 | fraction of year |  | 0.019878 | 0.019878 | 0.019878 | 0.019878 | 0.019878 | 0.019878 | 0.019878 | 0.019878 | 0.019878 | 0.019878 | 0.019878 | 0.019878 | 0.019878 | 0.019878 | 0.019878 | 0.019878 | 0.019878 | 0.019878 | 0.019878 | 0.019878 | 0.019878 | 0.019878 | 0.019878 | 0.019878 | 0.019878 | 0.019878 | 0.019878 | 0.019878 | 0.019878 | 0.019878 | 0.019878 | 0.019878 | 0.019878 | 0.019878 | 0.019878 | 0.019878 | 0.019878 | 0.019878 | 0.019878 | 0.019878 | 0.019878 | 0.019878 | 0.019878 | 0.019878 | 0.019878 | 0.019878 | 0.019878 | 0.019878 | 0.019878 | 0.019878 | 0.019878 | 0.019878 | 0.019878 | 0.019878
Reference | 19_THA | 17_electricity_Dx | SH1824 | fraction of year |  | 0.019928 | 0.019928 | 0.019928 | 0.019928 | 0.019928 | 0.019928 | 0.019928 | 0.019928 | 0.019928 | 0.019928 | 0.019928 | 0.019928 | 0.019928 | 0.019928 | 0.019928 | 0.019928 | 0.019928 | 0.019928 | 0.019928 | 0.019928 | 0.019928 | 0.019928 | 0.019928 | 0.019928 | 0.019928 | 0.019928 | 0.019928 | 0.019928 | 0.019928 | 0.019928 | 0.019928 | 0.019928 | 0.019928 | 0.019928 | 0.019928 | 0.019928 | 0.019928 | 0.019928 | 0.019928 | 0.019928 | 0.019928 | 0.019928 | 0.019928 | 0.019928 | 0.019928 | 0.019928 | 0.019928 | 0.019928 | 0.019928 | 0.019928 | 0.019928 | 0.019928 | 0.019928 | 0.019928

## InputActivityRatio
SCENARIO | REGION | TECHNOLOGY | FUEL | MODE_OF_OPERATION | UNITS | NOTES | 2017 | 2018 | 2019 | 2020 | 2021 | 2022 | 2023 | 2024 | 2025 | 2026 | 2027 | 2028 | 2029 | 2030 | 2031 | 2032 | 2033 | 2034 | 2035 | 2036 | 2037 | 2038 | 2039 | 2040 | 2041 | 2042 | 2043 | 2044 | 2045 | 2046 | 2047 | 2048 | 2049 | 2050 | 2051 | 2052 | 2053 | 2054 | 2055 | 2056 | 2057 | 2058 | 2059 | 2060 | 2061 | 2062 | 2063 | 2064 | 2065 | 2066 | 2067 | 2068 | 2069 | 2070
Reference | 19_THA | POW_Coal_PP | 1_x_coal_thermal | 1 | PJ/PJ |  | 1.0165 | 1.0901 | 1.0436 | 1.1488 | 1.1488 | 1.1488 | 1.1488 | 1.1488 | 1.1488 | 1.1488 | 1.1488 | 1.1488 | 1.1488 | 1.1488 | 1.1488 | 1.1488 | 1.1488 | 1.1488 | 1.1488 | 1.1488 | 1.1488 | 1.1488 | 1.1488 | 1.1488 | 1.1488 | 1.1488 | 1.1488 | 1.1488 | 1.1488 | 1.1488 | 1.1488 | 1.1488 | 1.1488 | 1.1488 | 1.1488 | 1.1488 | 1.1488 | 1.1488 | 1.1488 | 1.1488 | 1.1488 | 1.1488 | 1.1488 | 1.1488 | 1.1488 | 1.1488 | 1.1488 | 1.1488 | 1.1488 | 1.1488 | 1.1488 | 1.1488 | 1.1488 | 1.1488
Reference | 19_THA | POW_Coal_PP | 1_5_lignite | 1 | PJ/PJ |  | 1.2918 | 1.1493 | 1.1153 | 1.1405 | 1.1405 | 1.1405 | 1.1405 | 1.1405 | 1.1405 | 1.1405 | 1.1405 | 1.1405 | 1.1405 | 1.1405 | 1.1405 | 1.1405 | 1.1405 | 1.1405 | 1.1405 | 1.1405 | 1.1405 | 1.1405 | 1.1405 | 1.1405 | 1.1405 | 1.1405 | 1.1405 | 1.1405 | 1.1405 | 1.1405 | 1.1405 | 1.1405 | 1.1405 | 1.1405 | 1.1405 | 1.1405 | 1.1405 | 1.1405 | 1.1405 | 1.1405 | 1.1405 | 1.1405 | 1.1405 | 1.1405 | 1.1405 | 1.1405 | 1.1405 | 1.1405 | 1.1405 | 1.1405 | 1.1405 | 1.1405 | 1.1405 | 1.1405
Reference | 19_THA | POW_Coal_PP | 2_coal_products | 1 | PJ/PJ |  | 0.1935 | 0.20768 | 0.2075 | 0.26953 | 0.26953 | 0.26953 | 0.26953 | 0.26953 | 0.26953 | 0.26953 | 0.26953 | 0.26953 | 0.26953 | 0.26953 | 0.26953 | 0.26953 | 0.26953 | 0.26953 | 0.26953 | 0.26953 | 0.26953 | 0.26953 | 0.26953 | 0.26953 | 0.26953 | 0.26953 | 0.26953 | 0.26953 | 0.26953 | 0.26953 | 0.26953 | 0.26953 | 0.26953 | 0.26953 | 0.26953 | 0.26953 | 0.26953 | 0.26953 | 0.26953 | 0.26953 | 0.26953 | 0.26953 | 0.26953 | 0.26953 | 0.26953 | 0.26953 | 0.26953 | 0.26953 | 0.26953 | 0.26953 | 0.26953 | 0.26953 | 0.26953 | 0.26953
Reference | 19_THA | POW_Oil_PP | 7_7_gas_diesel_oil | 1 | PJ/PJ |  | 1.3322 | 1.8697 | 1.8697 | 1.8697 | 1.8697 | 1.8697 | 1.8697 | 1.8697 | 1.8697 | 1.8697 | 1.8697 | 1.8697 | 1.8697 | 1.8697 | 1.8697 | 1.8697 | 1.8697 | 1.8697 | 1.8697 | 1.8697 | 1.8697 | 1.8697 | 1.8697 | 1.8697 | 1.8697 | 1.8697 | 1.8697 | 1.8697 | 1.8697 | 1.8697 | 1.8697 | 1.8697 | 1.8697 | 1.8697 | 1.8697 | 1.8697 | 1.8697 | 1.8697 | 1.8697 | 1.8697 | 1.8697 | 1.8697 | 1.8697 | 1.8697 | 1.8697 | 1.8697 | 1.8697 | 1.8697 | 1.8697 | 1.8697 | 1.8697 | 1.8697 | 1.8697 | 1.8697
Reference | 19_THA | POW_Oil_PP | 7_8_fuel_oil | 1 | PJ/PJ |  | 0.92575 | 0.81667 | 0.81667 | 0.81667 | 0.81667 | 0.81667 | 0.81667 | 0.81667 | 0.81667 | 0.81667 | 0.81667 | 0.81667 | 0.81667 | 0.81667 | 0.81667 | 0.81667 | 0.81667 | 0.81667 | 0.81667 | 0.81667 | 0.81667 | 0.81667 | 0.81667 | 0.81667 | 0.81667 | 0.81667 | 0.81667 | 0.81667 | 0.81667 | 0.81667 | 0.81667 | 0.81667 | 0.81667 | 0.81667 | 0.81667 | 0.81667 | 0.81667 | 0.81667 | 0.81667 | 0.81667 | 0.81667 | 0.81667 | 0.81667 | 0.81667 | 0.81667 | 0.81667 | 0.81667 | 0.81667 | 0.81667 | 0.81667 | 0.81667 | 0.81667 | 0.81667 | 0.81667
Reference | 19_THA | POW_Gas_PP | 8_1_natural_gas | 1 | PJ/PJ |  | 2.5353 | 2.5849 | 2.5433 | 2.1701 | 2.1701 | 2.1701 | 2.1701 | 2.1701 | 2.1701 | 2.1701 | 2.1701 | 2.1701 | 2.1701 | 2.1701 | 2.1701 | 2.1701 | 2.1701 | 2.1701 | 2.1701 | 2.1701 | 2.1701 | 2.1701 | 2.1701 | 2.1701 | 2.1701 | 2.1701 | 2.1701 | 2.1701 | 2.1701 | 2.1701 | 2.1701 | 2.1701 | 2.1701 | 2.1701 | 2.1701 | 2.1701 | 2.1701 | 2.1701 | 2.1701 | 2.1701 | 2.1701 | 2.1701 | 2.1701 | 2.1701 | 2.1701 | 2.1701 | 2.1701 | 2.1701 | 2.1701 | 2.1701 | 2.1701 | 2.1701 | 2.1701 | 2.1701
Reference | 19_THA | POW_Hydro_PP | 10_hydro | 1 | PJ/PJ | bar: 2017 to 2070
Reference | 19_THA | POW_Geothermal_PP | 11_geothermal | 1 | PJ/PJ |  | 10 | 10 | 10 | 10 | 10 | 10 | 10 | 10 | 10 | 10 | 10 | 10 | 10 | 10 | 10 | 10 | 10 | 10 | 10 | 10 | 10 | 10 | 10 | 10 | 10 | 10 | 10 | 10 | 10 | 10 | 10 | 10 | 10 | 10 | 10 | 10 | 10 | 10 | 10 | 10 | 10 | 10 | 10 | 10 | 10 | 10 | 10 | 10 | 10 | 10 | 10 | 10 | 10 | 10
Reference | 19_THA | POW_SolarPV_PP | 12_1_of_which_photovoltaics | 1 | PJ/PJ | bar: 2017 to 2070
Reference | 19_THA | POW_Wind_PP | 14_wind | 1 | PJ/PJ | bar: 2017 to 2070
Reference | 19_THA | POW_Solid_Biomass_PP | 15_solid_biomass | 1 | PJ/PJ |  | 5.3011 | 5.2155 | 5.304 | 5.2248 | 5.2248 | 5.2248 | 5.2248 | 5.2248 | 5.2248 | 5.2248 | 5.2248 | 5.2248 | 5.2248 | 5.2248 | 5.2248 | 5.2248 | 5.2248 | 5.2248 | 5.2248 | 5.2248 | 5.2248 | 5.2248 | 5.2248 | 5.2248 | 5.2248 | 5.2248 | 5.2248 | 5.2248 | 5.2248 | 5.2248 | 5.2248 | 5.2248 | 5.2248 | 5.2248 | 5.2248 | 5.2248 | 5.2248 | 5.2248 | 5.2248 | 5.2248 | 5.2248 | 5.2248 | 5.2248 | 5.2248 | 5.2248 | 5.2248 | 5.2248 | 5.2248 | 5.2248 | 5.2248 | 5.2248 | 5.2248 | 5.2248 | 5.2248
Reference | 19_THA | POW_Other_PP | 16_others | 1 | PJ/PJ |  | 1.8083 | 1.9045 | 1.8126 | 1.8307 | 1.8307 | 1.8307 | 1.8307 | 1.8307 | 1.8307 | 1.8307 | 1.8307 | 1.8307 | 1.8307 | 1.8307 | 1.8307 | 1.8307 | 1.8307 | 1.8307 | 1.8307 | 1.8307 | 1.8307 | 1.8307 | 1.8307 | 1.8307 | 1.8307 | 1.8307 | 1.8307 | 1.8307 | 1.8307 | 1.8307 | 1.8307 | 1.8307 | 1.8307 | 1.8307 | 1.8307 | 1.8307 | 1.8307 | 1.8307 | 1.8307 | 1.8307 | 1.8307 | 1.8307 | 1.8307 | 1.8307 | 1.8307 | 1.8307 | 1.8307 | 1.8307 | 1.8307 | 1.8307 | 1.8307 | 1.8307 | 1.8307 | 1.8307
Reference | 19_THA | POW_Transmission | 17_electricity | 1 | PJ/PJ | bar: 2017 to 2070
Reference | 19_THA | POW_IMPORT_ELEC_PP | 17_electricity_imports | 1 | PJ/PJ | bar: 2017 to 2070
Reference | 19_THA | POW_TBATT | 17_electricity_PV | 2 | PJ/PJ | bar: 2017 to 2070
Reference | 19_THA | POW_TRN | 17_electricity_PV | 1 | PJ/PJ | bar: 2017 to 2070

## OutputActivityRatio
SCENARIO | REGION | TECHNOLOGY | FUEL | MODE_OF_OPERATION | UNITS | NOTES | 2017 | 2018 | 2019 | 2020 | 2021 | 2022 | 2023 | 2024 | 2025 | 2026 | 2027 | 2028 | 2029 | 2030 | 2031 | 2032 | 2033 | 2034 | 2035 | 2036 | 2037 | 2038 | 2039 | 2040 | 2041 | 2042 | 2043 | 2044 | 2045 | 2046 | 2047 | 2048 | 2049 | 2050 | 2051 | 2052 | 2053 | 2054 | 2055 | 2056 | 2057 | 2058 | 2059 | 2060 | 2061 | 2062 | 2063 | 2064 | 2065 | 2066 | 2067 | 2068 | 2069 | 2070
Reference | 19_THA | POW_Coal_PP | 17_electricity | 1 |  |  | 0.98191 | 0.98191 | 0.98216 | 0.98149 | 0.98149 | 0.98149 | 0.98149 | 0.98149 | 0.98149 | 0.98149 | 0.98149 | 0.98149 | 0.98149 | 0.98149 | 0.98149 | 0.98149 | 0.98149 | 0.98149 | 0.98149 | 0.98149 | 0.98149 | 0.98149 | 0.98149 | 0.98149 | 0.98149 | 0.98149 | 0.98149 | 0.98149 | 0.98149 | 0.98149 | 0.98149 | 0.98149 | 0.98149 | 0.98149 | 0.98149 | 0.98149 | 0.98149 | 0.98149 | 0.98149 | 0.98149 | 0.98149 | 0.98149 | 0.98149 | 0.98149 | 0.98149 | 0.98149 | 0.98149 | 0.98149 | 0.98149 | 0.98149 | 0.98149 | 0.98149 | 0.98149 | 0.98149
Reference | 19_THA | POW_Coal_PP | 17_electricity_own | 1 |  |  | 0.018091 | 0.018087 | 0.017836 | 0.018511 | 0.018511 | 0.018511 | 0.018511 | 0.018511 | 0.018511 | 0.018511 | 0.018511 | 0.018511 | 0.018511 | 0.018511 | 0.018511 | 0.018511 | 0.018511 | 0.018511 | 0.018511 | 0.018511 | 0.018511 | 0.018511 | 0.018511 | 0.018511 | 0.018511 | 0.018511 | 0.018511 | 0.018511 | 0.018511 | 0.018511 | 0.018511 | 0.018511 | 0.018511 | 0.018511 | 0.018511 | 0.018511 | 0.018511 | 0.018511 | 0.018511 | 0.018511 | 0.018511 | 0.018511 | 0.018511 | 0.018511 | 0.018511 | 0.018511 | 0.018511 | 0.018511 | 0.018511 | 0.018511 | 0.018511 | 0.018511 | 0.018511 | 0.018511
Reference | 19_THA | POW_Oil_PP | 17_electricity | 1 |  |  | 0.98026 | 0.98191 | 0.98216 | 0.98149 | 0.98149 | 0.98149 | 0.98149 | 0.98149 | 0.98149 | 0.98149 | 0.98149 | 0.98149 | 0.98149 | 0.98149 | 0.98149 | 0.98149 | 0.98149 | 0.98149 | 0.98149 | 0.98149 | 0.98149 | 0.98149 | 0.98149 | 0.98149 | 0.98149 | 0.98149 | 0.98149 | 0.98149 | 0.98149 | 0.98149 | 0.98149 | 0.98149 | 0.98149 | 0.98149 | 0.98149 | 0.98149 | 0.98149 | 0.98149 | 0.98149 | 0.98149 | 0.98149 | 0.98149 | 0.98149 | 0.98149 | 0.98149 | 0.98149 | 0.98149 | 0.98149 | 0.98149 | 0.98149 | 0.98149 | 0.98149 | 0.98149 | 0.98149
Reference | 19_THA | POW_Oil_PP | 17_electricity_own | 1 |  |  | 0.019736 | 0.018087 | 0.017836 | 0.018511 | 0.018511 | 0.018511 | 0.018511 | 0.018511 | 0.018511 | 0.018511 | 0.018511 | 0.018511 | 0.018511 | 0.018511 | 0.018511 | 0.018511 | 0.018511 | 0.018511 | 0.018511 | 0.018511 | 0.018511 | 0.018511 | 0.018511 | 0.018511 | 0.018511 | 0.018511 | 0.018511 | 0.018511 | 0.018511 | 0.018511 | 0.018511 | 0.018511 | 0.018511 | 0.018511 | 0.018511 | 0.018511 | 0.018511 | 0.018511 | 0.018511 | 0.018511 | 0.018511 | 0.018511 | 0.018511 | 0.018511 | 0.018511 | 0.018511 | 0.018511 | 0.018511 | 0.018511 | 0.018511 | 0.018511 | 0.018511 | 0.018511 | 0.018511
Reference | 19_THA | POW_Gas_PP | 17_electricity | 1 |  |  | 0.98355 | 0.98493 | 0.98514 | 0.98457 | 0.98457 | 0.98457 | 0.98457 | 0.98457 | 0.98457 | 0.98457 | 0.98457 | 0.98457 | 0.98457 | 0.98457 | 0.98457 | 0.98457 | 0.98457 | 0.98457 | 0.98457 | 0.98457 | 0.98457 | 0.98457 | 0.98457 | 0.98457 | 0.98457 | 0.98457 | 0.98457 | 0.98457 | 0.98457 | 0.98457 | 0.98457 | 0.98457 | 0.98457 | 0.98457 | 0.98457 | 0.98457 | 0.98457 | 0.98457 | 0.98457 | 0.98457 | 0.98457 | 0.98457 | 0.98457 | 0.98457 | 0.98457 | 0.98457 | 0.98457 | 0.98457 | 0.98457 | 0.98457 | 0.98457 | 0.98457 | 0.98457 | 0.98457
Reference | 19_THA | POW_Gas_PP | 17_electricity_own | 1 |  |  | 0.016447 | 0.015072 | 0.014863 | 0.015425 | 0.015425 | 0.015425 | 0.015425 | 0.015425 | 0.015425 | 0.015425 | 0.015425 | 0.015425 | 0.015425 | 0.015425 | 0.015425 | 0.015425 | 0.015425 | 0.015425 | 0.015425 | 0.015425 | 0.015425 | 0.015425 | 0.015425 | 0.015425 | 0.015425 | 0.015425 | 0.015425 | 0.015425 | 0.015425 | 0.015425 | 0.015425 | 0.015425 | 0.015425 | 0.015425 | 0.015425 | 0.015425 | 0.015425 | 0.015425 | 0.015425 | 0.015425 | 0.015425 | 0.015425 | 0.015425 | 0.015425 | 0.015425 | 0.015425 | 0.015425 | 0.015425 | 0.015425 | 0.015425 | 0.015425 | 0.015425 | 0.015425 | 0.015425
Reference | 19_THA | POW_Hydro_PP | 17_electricity | 1 |  |  | 0.99512 | 0.99724 | 0.99684 | 0.99883 | 0.99883 | 0.99883 | 0.99883 | 0.99883 | 0.99883 | 0.99883 | 0.99883 | 0.99883 | 0.99883 | 0.99883 | 0.99883 | 0.99883 | 0.99883 | 0.99883 | 0.99883 | 0.99883 | 0.99883 | 0.99883 | 0.99883 | 0.99883 | 0.99883 | 0.99883 | 0.99883 | 0.99883 | 0.99883 | 0.99883 | 0.99883 | 0.99883 | 0.99883 | 0.99883 | 0.99883 | 0.99883 | 0.99883 | 0.99883 | 0.99883 | 0.99883 | 0.99883 | 0.99883 | 0.99883 | 0.99883 | 0.99883 | 0.99883 | 0.99883 | 0.99883 | 0.99883 | 0.99883 | 0.99883 | 0.99883 | 0.99883 | 0.99883
Reference | 19_THA | POW_Hydro_PP | 17_electricity_own | 1 |  |  | 0.0048802 | 0.0027555 | 0.0031576 | 0.001167 | 0.001167 | 0.001167 | 0.001167 | 0.001167 | 0.001167 | 0.001167 | 0.001167 | 0.001167 | 0.001167 | 0.001167 | 0.001167 | 0.001167 | 0.001167 | 0.001167 | 0.001167 | 0.001167 | 0.001167 | 0.001167 | 0.001167 | 0.001167 | 0.001167 | 0.001167 | 0.001167 | 0.001167 | 0.001167 | 0.001167 | 0.001167 | 0.001167 | 0.001167 | 0.001167 | 0.001167 | 0.001167 | 0.001167 | 0.001167 | 0.001167 | 0.001167 | 0.001167 | 0.001167 | 0.001167 | 0.001167 | 0.001167 | 0.001167 | 0.001167 | 0.001167 | 0.001167 | 0.001167 | 0.001167 | 0.001167 | 0.001167 | 0.001167
Reference | 19_THA | POW_Geothermal_PP | 17_electricity | 1 |  |  | 0.99512 | 0.99724 | 0.99684 | 0.99883 | 0.99883 | 0.99883 | 0.99883 | 0.99883 | 0.99883 | 0.99883 | 0.99883 | 0.99883 | 0.99883 | 0.99883 | 0.99883 | 0.99883 | 0.99883 | 0.99883 | 0.99883 | 0.99883 | 0.99883 | 0.99883 | 0.99883 | 0.99883 | 0.99883 | 0.99883 | 0.99883 | 0.99883 | 0.99883 | 0.99883 | 0.99883 | 0.99883 | 0.99883 | 0.99883 | 0.99883 | 0.99883 | 0.99883 | 0.99883 | 0.99883 | 0.99883 | 0.99883 | 0.99883 | 0.99883 | 0.99883 | 0.99883 | 0.99883 | 0.99883 | 0.99883 | 0.99883 | 0.99883 | 0.99883 | 0.99883 | 0.99883 | 0.99883
Reference | 19_THA | POW_Geothermal_PP | 17_electricity_own | 1 |  |  | 0.0048802 | 0.0027555 | 0.0031576 | 0.001167 | 0.001167 | 0.001167 | 0.001167 | 0.001167 | 0.001167 | 0.001167 | 0.001167 | 0.001167 | 0.001167 | 0.001167 | 0.001167 | 0.001167 | 0.001167 | 0.001167 | 0.001167 | 0.001167 | 0.001167 | 0.001167 | 0.001167 | 0.001167 | 0.001167 | 0.001167 | 0.001167 | 0.001167 | 0.001167 | 0.001167 | 0.001167 | 0.001167 | 0.001167 | 0.001167 | 0.001167 | 0.001167 | 0.001167 | 0.001167 | 0.001167 | 0.001167 | 0.001167 | 0.001167 | 0.001167 | 0.001167 | 0.001167 | 0.001167 | 0.001167 | 0.001167 | 0.001167 | 0.001167 | 0.001167 | 0.001167 | 0.001167 | 0.001167
Reference | 19_THA | POW_SolarPV_PP | 17_electricity_PV | 1 |  |  | 0.99512 | 0.99724 | 0.99684 | 0.99883 | 0.99883 | 0.99883 | 0.99883 | 0.99883 | 0.99883 | 0.99883 | 0.99883 | 0.99883 | 0.99883 | 0.99883 | 0.99883 | 0.99883 | 0.99883 | 0.99883 | 0.99883 | 0.99883 | 0.99883 | 0.99883 | 0.99883 | 0.99883 | 0.99883 | 0.99883 | 0.99883 | 0.99883 | 0.99883 | 0.99883 | 0.99883 | 0.99883 | 0.99883 | 0.99883 | 0.99883 | 0.99883 | 0.99883 | 0.99883 | 0.99883 | 0.99883 | 0.99883 | 0.99883 | 0.99883 | 0.99883 | 0.99883 | 0.99883 | 0.99883 | 0.99883 | 0.99883 | 0.99883 | 0.99883 | 0.99883 | 0.99883 | 0.99883
Reference | 19_THA | POW_SolarPV_PP | 17_electricity_own | 1 |  |  | 0.0048802 | 0.0027555 | 0.0031576 | 0.001167 | 0.001167 | 0.001167 | 0.001167 | 0.001167 | 0.001167 | 0.001167 | 0.001167 | 0.001167 | 0.001167 | 0.001167 | 0.001167 | 0.001167 | 0.001167 | 0.001167 | 0.001167 | 0.001167 | 0.001167 | 0.001167 | 0.001167 | 0.001167 | 0.001167 | 0.001167 | 0.001167 | 0.001167 | 0.001167 | 0.001167 | 0.001167 | 0.001167 | 0.001167 | 0.001167 | 0.001167 | 0.001167 | 0.001167 | 0.001167 | 0.001167 | 0.001167 | 0.001167 | 0.001167 | 0.001167 | 0.001167 | 0.001167 | 0.001167 | 0.001167 | 0.001167 | 0.001167 | 0.001167 | 0.001167 | 0.001167 | 0.001167 | 0.001167
Reference | 19_THA | POW_Wind_PP | 17_electricity | 1 |  |  | 0.99512 | 0.99724 | 0.99684 | 0.99883 | 0.99883 | 0.99883 | 0.99883 | 0.99883 | 0.99883 | 0.99883 | 0.99883 | 0.99883 | 0.99883 | 0.99883 | 0.99883 | 0.99883 | 0.99883 | 0.99883 | 0.99883 | 0.99883 | 0.99883 | 0.99883 | 0.99883 | 0.99883 | 0.99883 | 0.99883 | 0.99883 | 0.99883 | 0.99883 | 0.99883 | 0.99883 | 0.99883 | 0.99883 | 0.99883 | 0.99883 | 0.99883 | 0.99883 | 0.99883 | 0.99883 | 0.99883 | 0.99883 | 0.99883 | 0.99883 | 0.99883 | 0.99883 | 0.99883 | 0.99883 | 0.99883 | 0.99883 | 0.99883 | 0.99883 | 0.99883 | 0.99883 | 0.99883
Reference | 19_THA | POW_Wind_PP | 17_electricity_own | 1 |  |  | 0.0048802 | 0.0027555 | 0.0031576 | 0.001167 | 0.001167 | 0.001167 | 0.001167 | 0.001167 | 0.001167 | 0.001167 | 0.001167 | 0.001167 | 0.001167 | 0.001167 | 0.001167 | 0.001167 | 0.001167 | 0.001167 | 0.001167 | 0.001167 | 0.001167 | 0.001167 | 0.001167 | 0.001167 | 0.001167 | 0.001167 | 0.001167 | 0.001167 | 0.001167 | 0.001167 | 0.001167 | 0.001167 | 0.001167 | 0.001167 | 0.001167 | 0.001167 | 0.001167 | 0.001167 | 0.001167 | 0.001167 | 0.001167 | 0.001167 | 0.001167 | 0.001167 | 0.001167 | 0.001167 | 0.001167 | 0.001167 | 0.001167 | 0.001167 | 0.001167 | 0.001167 | 0.001167 | 0.001167
Reference | 19_THA | POW_Solid_Biomass_PP | 17_electricity | 1 |  |  | 0.98026 | 0.98191 | 0.98216 | 0.98149 | 0.98149 | 0.98149 | 0.98149 | 0.98149 | 0.98149 | 0.98149 | 0.98149 | 0.98149 | 0.98149 | 0.98149 | 0.98149 | 0.98149 | 0.98149 | 0.98149 | 0.98149 | 0.98149 | 0.98149 | 0.98149 | 0.98149 | 0.98149 | 0.98149 | 0.98149 | 0.98149 | 0.98149 | 0.98149 | 0.98149 | 0.98149 | 0.98149 | 0.98149 | 0.98149 | 0.98149 | 0.98149 | 0.98149 | 0.98149 | 0.98149 | 0.98149 | 0.98149 | 0.98149 | 0.98149 | 0.98149 | 0.98149 | 0.98149 | 0.98149 | 0.98149 | 0.98149 | 0.98149 | 0.98149 | 0.98149 | 0.98149 | 0.98149
Reference | 19_THA | POW_Solid_Biomass_PP | 17_electricity_own | 1 |  |  | 0.019736 | 0.018087 | 0.017836 | 0.018511 | 0.018511 | 0.018511 | 0.018511 | 0.018511 | 0.018511 | 0.018511 | 0.018511 | 0.018511 | 0.018511 | 0.018511 | 0.018511 | 0.018511 | 0.018511 | 0.018511 | 0.018511 | 0.018511 | 0.018511 | 0.018511 | 0.018511 | 0.018511 | 0.018511 | 0.018511 | 0.018511 | 0.018511 | 0.018511 | 0.018511 | 0.018511 | 0.018511 | 0.018511 | 0.018511 | 0.018511 | 0.018511 | 0.018511 | 0.018511 | 0.018511 | 0.018511 | 0.018511 | 0.018511 | 0.018511 | 0.018511 | 0.018511 | 0.018511 | 0.018511 | 0.018511 | 0.018511 | 0.018511 | 0.018511 | 0.018511 | 0.018511 | 0.018511
Reference | 19_THA | POW_Other_PP | 17_electricity | 1 |  |  | 0.98026 | 0.98191 | 0.98216 | 0.98149 | 0.98149 | 0.98149 | 0.98149 | 0.98149 | 0.98149 | 0.98149 | 0.98149 | 0.98149 | 0.98149 | 0.98149 | 0.98149 | 0.98149 | 0.98149 | 0.98149 | 0.98149 | 0.98149 | 0.98149 | 0.98149 | 0.98149 | 0.98149 | 0.98149 | 0.98149 | 0.98149 | 0.98149 | 0.98149 | 0.98149 | 0.98149 | 0.98149 | 0.98149 | 0.98149 | 0.98149 | 0.98149 | 0.98149 | 0.98149 | 0.98149 | 0.98149 | 0.98149 | 0.98149 | 0.98149 | 0.98149 | 0.98149 | 0.98149 | 0.98149 | 0.98149 | 0.98149 | 0.98149 | 0.98149 | 0.98149 | 0.98149 | 0.98149
Reference | 19_THA | POW_Other_PP | 17_electricity_own | 1 |  |  | 0.019736 | 0.018087 | 0.017836 | 0.018511 | 0.018511 | 0.018511 | 0.018511 | 0.018511 | 0.018511 | 0.018511 | 0.018511 | 0.018511 | 0.018511 | 0.018511 | 0.018511 | 0.018511 | 0.018511 | 0.018511 | 0.018511 | 0.018511 | 0.018511 | 0.018511 | 0.018511 | 0.018511 | 0.018511 | 0.018511 | 0.018511 | 0.018511 | 0.018511 | 0.018511 | 0.018511 | 0.018511 | 0.018511 | 0.018511 | 0.018511 | 0.018511 | 0.018511 | 0.018511 | 0.018511 | 0.018511 | 0.018511 | 0.018511 | 0.018511 | 0.018511 | 0.018511 | 0.018511 | 0.018511 | 0.018511 | 0.018511 | 0.018511 | 0.018511 | 0.018511 | 0.018511 | 0.018511
Reference | 19_THA | POW_Transmission | 17_electricity_Dx | 1 |  |  | 0.94193 | 0.93859 | 0.93877 | 0.93813 | 0.93813 | 0.93813 | 0.93813 | 0.93813 | 0.93813 | 0.93813 | 0.93813 | 0.93813 | 0.93813 | 0.93813 | 0.93813 | 0.93813 | 0.93813 | 0.93813 | 0.93813 | 0.93813 | 0.93813 | 0.93813 | 0.93813 | 0.93813 | 0.93813 | 0.93813 | 0.93813 | 0.93813 | 0.93813 | 0.93813 | 0.93813 | 0.93813 | 0.93813 | 0.93813 | 0.93813 | 0.93813 | 0.93813 | 0.93813 | 0.93813 | 0.93813 | 0.93813 | 0.93813 | 0.93813 | 0.93813 | 0.93813 | 0.93813 | 0.93813 | 0.93813 | 0.93813 | 0.93813 | 0.93813 | 0.93813 | 0.93813 | 0.93813
Reference | 19_THA | POW_Transmission | 17_electricity_loss | 1 |  |  | 0.058072 | 0.061413 | 0.061226 | 0.061871 | 0.061871 | 0.061871 | 0.061871 | 0.061871 | 0.061871 | 0.061871 | 0.061871 | 0.061871 | 0.061871 | 0.061871 | 0.061871 | 0.061871 | 0.061871 | 0.061871 | 0.061871 | 0.061871 | 0.061871 | 0.061871 | 0.061871 | 0.061871 | 0.061871 | 0.061871 | 0.061871 | 0.061871 | 0.061871 | 0.061871 | 0.061871 | 0.061871 | 0.061871 | 0.061871 | 0.061871 | 0.061871 | 0.061871 | 0.061871 | 0.061871 | 0.061871 | 0.061871 | 0.061871 | 0.061871 | 0.061871 | 0.061871 | 0.061871 | 0.061871 | 0.061871 | 0.061871 | 0.061871 | 0.061871 | 0.061871 | 0.061871 | 0.061871
Reference | 19_THA | POW_TBATT | 17_electricity | 1 |  |  | 0.95 | 0.95 | 0.95 | 0.95 | 0.95 | 0.95 | 0.95 | 0.95 | 0.95 | 0.95 | 0.95 | 0.95 | 0.95 | 0.95 | 0.95 | 0.95 | 0.95 | 0.95 | 0.95 | 0.95 | 0.95 | 0.95 | 0.95 | 0.95 | 0.95 | 0.95 | 0.95 | 0.95 | 0.95 | 0.95 | 0.95 | 0.95 | 0.95 | 0.95 | 0.95 | 0.95 | 0.95 | 0.95 | 0.95 | 0.95 | 0.95 | 0.95 | 0.95 | 0.95 | 0.95 | 0.95 | 0.95 | 0.95 | 0.95 | 0.95 | 0.95 | 0.95 | 0.95 | 0.95
Reference | 19_THA | POW_TBATT | 17_electricity_own | 1 |  |  | 0.05 | 0.05 | 0.05 | 0.05 | 0.05 | 0.05 | 0.05 | 0.05 | 0.05 | 0.05 | 0.05 | 0.05 | 0.05 | 0.05 | 0.05 | 0.05 | 0.05 | 0.05 | 0.05 | 0.05 | 0.05 | 0.05 | 0.05 | 0.05 | 0.05 | 0.05 | 0.05 | 0.05 | 0.05 | 0.05 | 0.05 | 0.05 | 0.05 | 0.05 | 0.05 | 0.05 | 0.05 | 0.05 | 0.05 | 0.05 | 0.05 | 0.05 | 0.05 | 0.05 | 0.05 | 0.05 | 0.05 | 0.05 | 0.05 | 0.05 | 0.05 | 0.05 | 0.05 | 0.05
Reference | 19_THA | POW_TRN | 17_electricity | 1 | bar: 2017 to 2070
Reference | 19_THA | POW_IMPORT_ELEC_PP | 17_electricity | 1 | bar: 2017 to 2070
Reference | 19_THA | POW_1_x_coal_thermal | 1_x_coal_thermal | 1 | bar: 2017 to 2070
Reference | 19_THA | POW_1_5_lignite | 1_5_lignite | 1 | bar: 2017 to 2070
Reference | 19_THA | POW_2_coal_products | 2_coal_products | 1 | bar: 2017 to 2070
Reference | 19_THA | POW_7_7_gas_diesel_oil | 7_7_gas_diesel_oil | 1 | bar: 2017 to 2070
Reference | 19_THA | POW_7_8_fuel_oil | 7_8_fuel_oil | 1 | bar: 2017 to 2070
Reference | 19_THA | POW_8_1_natural_gas | 8_1_natural_gas | 1 | bar: 2017 to 2070
Reference | 19_THA | POW_10_hydro | 10_hydro | 1 | bar: 2017 to 2070
Reference | 19_THA | POW_11_geothermal | 11_geothermal | 1 | bar: 2017 to 2070
Reference | 19_THA | POW_12_1_of_which_photovoltaics | 12_1_of_which_photovoltaics | 1 | bar: 2017 to 2070
Reference | 19_THA | POW_14_wind | 14_wind | 1 | bar: 2017 to 2070
Reference | 19_THA | POW_15_solid_biomass | 15_solid_biomass | 1 | bar: 2017 to 2070
Reference | 19_THA | POW_16_others | 16_others | 1 | bar: 2017 to 2070
Reference | 19_THA | POW_17_electricity_imports | 17_electricity_imports | 1 | bar: 2017 to 2070
Reference | 19_THA | YYY_1_x_coal_thermal | 1_x_coal_thermal | 1 | bar: 2017 to 2070
Reference | 19_THA | YYY_1_5_lignite | 1_5_lignite | 1 | bar: 2017 to 2070
Reference | 19_THA | YYY_2_coal_products | 2_coal_products | 1 | bar: 2017 to 2070
Reference | 19_THA | YYY_7_7_gas_diesel_oil | 7_7_gas_diesel_oil | 1 | bar: 2017 to 2070
Reference | 19_THA | YYY_7_8_fuel_oil | 7_8_fuel_oil | 1 | bar: 2017 to 2070
Reference | 19_THA | YYY_8_1_natural_gas | 8_1_natural_gas | 1 | bar: 2017 to 2070
Reference | 19_THA | YYY_10_hydro | 10_hydro | 1 | bar: 2017 to 2070
Reference | 19_THA | YYY_11_geothermal | 11_geothermal | 1 | bar: 2017 to 2070
Reference | 19_THA | YYY_12_1_of_which_photovoltaics | 12_1_of_which_photovoltaics | 1 | bar: 2017 to 2070
Reference | 19_THA | YYY_14_wind | 14_wind | 1 | bar: 2017 to 2070
Reference | 19_THA | YYY_15_solid_biomass | 15_solid_biomass | 1 | bar: 2017 to 2070
Reference | 19_THA | YYY_16_others | 16_others | 1 | bar: 2017 to 2070
Reference | 19_THA | YYY_17_electricity | 17_electricity | 1 | bar: 2017 to 2070
Reference | 19_THA | YYY_17_electricity_PV | 17_electricity_PV | 1 | bar: 2017 to 2070
Reference | 19_THA | YYY_17_electricity_Dx | 17_electricity_Dx | 1 | bar: 2017 to 2070
Reference | 19_THA | YYY_17_electricity_imports | 17_electricity_imports | 1 | bar: 2017 to 2070

## CapacityFactor
SCENARIO | REGION | TECHNOLOGY | TIMESLICE | UNITS | NOTES | 2017 | 2018 | 2019 | 2020 | 2021 | 2022 | 2023 | 2024 | 2025 | 2026 | 2027 | 2028 | 2029 | 2030 | 2031 | 2032 | 2033 | 2034 | 2035 | 2036 | 2037 | 2038 | 2039 | 2040 | 2041 | 2042 | 2043 | 2044 | 2045 | 2046 | 2047 | 2048 | 2049 | 2050 | 2051 | 2052 | 2053 | 2054 | 2055 | 2056 | 2057 | 2058 | 2059 | 2060 | 2061 | 2062 | 2063 | 2064 | 2065 | 2066 | 2067 | 2068 | 2069 | 2070
Reference | 19_THA | POW_Coal_PP | WW0006 |  |  | 0.78391 | 0.76513 | 0.76563 | 0.71937 | 0.71937 | 0.71937 | 0.71937 | 0.71937 | 0.71937 | 0.71937 | 0.71937 | 0.71937 | 0.71937 | 0.71937 | 0.71937 | 0.71937 | 0.71937 | 0.71937 | 0.71937 | 0.71937 | 0.71937 | 0.71937 | 0.71937 | 0.71937 | 0.71937 | 0.71937 | 0.71937 | 0.71937 | 0.71937 | 0.71937 | 0.71937 | 0.71937 | 0.71937 | 0.71937 | 0.71937 | 0.71937 | 0.71937 | 0.71937 | 0.71937 | 0.71937 | 0.71937 | 0.71937 | 0.71937 | 0.71937 | 0.71937 | 0.71937 | 0.71937 | 0.71937 | 0.71937 | 0.71937 | 0.71937 | 0.71937 | 0.71937 | 0.71937
Reference | 19_THA | POW_Coal_PP | WW0612 |  |  | 0.78391 | 0.76513 | 0.76563 | 0.71937 | 0.71937 | 0.71937 | 0.71937 | 0.71937 | 0.71937 | 0.71937 | 0.71937 | 0.71937 | 0.71937 | 0.71937 | 0.71937 | 0.71937 | 0.71937 | 0.71937 | 0.71937 | 0.71937 | 0.71937 | 0.71937 | 0.71937 | 0.71937 | 0.71937 | 0.71937 | 0.71937 | 0.71937 | 0.71937 | 0.71937 | 0.71937 | 0.71937 | 0.71937 | 0.71937 | 0.71937 | 0.71937 | 0.71937 | 0.71937 | 0.71937 | 0.71937 | 0.71937 | 0.71937 | 0.71937 | 0.71937 | 0.71937 | 0.71937 | 0.71937 | 0.71937 | 0.71937 | 0.71937 | 0.71937 | 0.71937 | 0.71937 | 0.71937
Reference | 19_THA | POW_Coal_PP | WW1218 |  |  | 0.78391 | 0.76513 | 0.76563 | 0.71937 | 0.71937 | 0.71937 | 0.71937 | 0.71937 | 0.71937 | 0.71937 | 0.71937 | 0.71937 | 0.71937 | 0.71937 | 0.71937 | 0.71937 | 0.71937 | 0.71937 | 0.71937 | 0.71937 | 0.71937 | 0.71937 | 0.71937 | 0.71937 | 0.71937 | 0.71937 | 0.71937 | 0.71937 | 0.71937 | 0.71937 | 0.71937 | 0.71937 | 0.71937 | 0.71937 | 0.71937 | 0.71937 | 0.71937 | 0.71937 | 0.71937 | 0.71937 | 0.71937 | 0.71937 | 0.71937 | 0.71937 | 0.71937 | 0.71937 | 0.71937 | 0.71937 | 0.71937 | 0.71937 | 0.71937 | 0.71937 | 0.71937 | 0.71937
Reference | 19_THA | POW_Coal_PP | WW1824 |  |  | 0.78391 | 0.76513 | 0.76563 | 0.71937 | 0.71937 | 0.71937 | 0.71937 | 0.71937 | 0.71937 | 0.71937 | 0.71937 | 0.71937 | 0.71937 | 0.71937 | 0.71937 | 0.71937 | 0.71937 | 0.71937 | 0.71937 | 0.71937 | 0.71937 | 0.71937 | 0.71937 | 0.71937 | 0.71937 | 0.71937 | 0.71937 | 0.71937 | 0.71937 | 0.71937 | 0.71937 | 0.71937 | 0.71937 | 0.71937 | 0.71937 | 0.71937 | 0.71937 | 0.71937 | 0.71937 | 0.71937 | 0.71937 | 0.71937 | 0.71937 | 0.71937 | 0.71937 | 0.71937 | 0.71937 | 0.71937 | 0.71937 | 0.71937 | 0.71937 | 0.71937 | 0.71937 | 0.71937
Reference | 19_THA | POW_Coal_PP | WH0006 |  |  | 0.78391 | 0.76513 | 0.76563 | 0.71937 | 0.71937 | 0.71937 | 0.71937 | 0.71937 | 0.71937 | 0.71937 | 0.71937 | 0.71937 | 0.71937 | 0.71937 | 0.71937 | 0.71937 | 0.71937 | 0.71937 | 0.71937 | 0.71937 | 0.71937 | 0.71937 | 0.71937 | 0.71937 | 0.71937 | 0.71937 | 0.71937 | 0.71937 | 0.71937 | 0.71937 | 0.71937 | 0.71937 | 0.71937 | 0.71937 | 0.71937 | 0.71937 | 0.71937 | 0.71937 | 0.71937 | 0.71937 | 0.71937 | 0.71937 | 0.71937 | 0.71937 | 0.71937 | 0.71937 | 0.71937 | 0.71937 | 0.71937 | 0.71937 | 0.71937 | 0.71937 | 0.71937 | 0.71937
Reference | 19_THA | POW_Coal_PP | WH0612 |  |  | 0.78391 | 0.76513 | 0.76563 | 0.71937 | 0.71937 | 0.71937 | 0.71937 | 0.71937 | 0.71937 | 0.71937 | 0.71937 | 0.71937 | 0.71937 | 0.71937 | 0.71937 | 0.71937 | 0.71937 | 0.71937 | 0.71937 | 0.71937 | 0.71937 | 0.71937 | 0.71937 | 0.71937 | 0.71937 | 0.71937 | 0.71937 | 0.71937 | 0.71937 | 0.71937 | 0.71937 | 0.71937 | 0.71937 | 0.71937 | 0.71937 | 0.71937 | 0.71937 | 0.71937 | 0.71937 | 0.71937 | 0.71937 | 0.71937 | 0.71937 | 0.71937 | 0.71937 | 0.71937 | 0.71937 | 0.71937 | 0.71937 | 0.71937 | 0.71937 | 0.71937 | 0.71937 | 0.71937
Reference | 19_THA | POW_Coal_PP | WH1218 |  |  | 0.78391 | 0.76513 | 0.76563 | 0.71937 | 0.71937 | 0.71937 | 0.71937 | 0.71937 | 0.71937 | 0.71937 | 0.71937 | 0.71937 | 0.71937 | 0.71937 | 0.71937 | 0.71937 | 0.71937 | 0.71937 | 0.71937 | 0.71937 | 0.71937 | 0.71937 | 0.71937 | 0.71937 | 0.71937 | 0.71937 | 0.71937 | 0.71937 | 0.71937 | 0.71937 | 0.71937 | 0.71937 | 0.71937 | 0.71937 | 0.71937 | 0.71937 | 0.71937 | 0.71937 | 0.71937 | 0.71937 | 0.71937 | 0.71937 | 0.71937 | 0.71937 | 0.71937 | 0.71937 | 0.71937 | 0.71937 | 0.71937 | 0.71937 | 0.71937 | 0.71937 | 0.71937 | 0.71937
Reference | 19_THA | POW_Coal_PP | WH1824 |  |  | 0.78391 | 0.76513 | 0.76563 | 0.71937 | 0.71937 | 0.71937 | 0.71937 | 0.71937 | 0.71937 | 0.71937 | 0.71937 | 0.71937 | 0.71937 | 0.71937 | 0.71937 | 0.71937 | 0.71937 | 0.71937 | 0.71937 | 0.71937 | 0.71937 | 0.71937 | 0.71937 | 0.71937 | 0.71937 | 0.71937 | 0.71937 | 0.71937 | 0.71937 | 0.71937 | 0.71937 | 0.71937 | 0.71937 | 0.71937 | 0.71937 | 0.71937 | 0.71937 | 0.71937 | 0.71937 | 0.71937 | 0.71937 | 0.71937 | 0.71937 | 0.71937 | 0.71937 | 0.71937 | 0.71937 | 0.71937 | 0.71937 | 0.71937 | 0.71937 | 0.71937 | 0.71937 | 0.71937
Reference | 19_THA | POW_Coal_PP | IW0006 |  |  | 0.78391 | 0.76513 | 0.76563 | 0.71937 | 0.71937 | 0.71937 | 0.71937 | 0.71937 | 0.71937 | 0.71937 | 0.71937 | 0.71937 | 0.71937 | 0.71937 | 0.71937 | 0.71937 | 0.71937 | 0.71937 | 0.71937 | 0.71937 | 0.71937 | 0.71937 | 0.71937 | 0.71937 | 0.71937 | 0.71937 | 0.71937 | 0.71937 | 0.71937 | 0.71937 | 0.71937 | 0.71937 | 0.71937 | 0.71937 | 0.71937 | 0.71937 | 0.71937 | 0.71937 | 0.71937 | 0.71937 | 0.71937 | 0.71937 | 0.71937 | 0.71937 | 0.71937 | 0.71937 | 0.71937 | 0.71937 | 0.71937 | 0.71937 | 0.71937 | 0.71937 | 0.71937 | 0.71937
Reference | 19_THA | POW_Coal_PP | IW0612 |  |  | 0.78391 | 0.76513 | 0.76563 | 0.71937 | 0.71937 | 0.71937 | 0.71937 | 0.71937 | 0.71937 | 0.71937 | 0.71937 | 0.71937 | 0.71937 | 0.71937 | 0.71937 | 0.71937 | 0.71937 | 0.71937 | 0.71937 | 0.71937 | 0.71937 | 0.71937 | 0.71937 | 0.71937 | 0.71937 | 0.71937 | 0.71937 | 0.71937 | 0.71937 | 0.71937 | 0.71937 | 0.71937 | 0.71937 | 0.71937 | 0.71937 | 0.71937 | 0.71937 | 0.71937 | 0.71937 | 0.71937 | 0.71937 | 0.71937 | 0.71937 | 0.71937 | 0.71937 | 0.71937 | 0.71937 | 0.71937 | 0.71937 | 0.71937 | 0.71937 | 0.71937 | 0.71937 | 0.71937
Reference | 19_THA | POW_Coal_PP | IW1218 |  |  | 0.78391 | 0.76513 | 0.76563 | 0.71937 | 0.71937 | 0.71937 | 0.71937 | 0.71937 | 0.71937 | 0.71937 | 0.71937 | 0.71937 | 0.71937 | 0.71937 | 0.71937 | 0.71937 | 0.71937 | 0.71937 | 0.71937 | 0.71937 | 0.71937 | 0.71937 | 0.71937 | 0.71937 | 0.71937 | 0.71937 | 0.71937 | 0.71937 | 0.71937 | 0.71937 | 0.71937 | 0.71937 | 0.71937 | 0.71937 | 0.71937 | 0.71937 | 0.71937 | 0.71937 | 0.71937 | 0.71937 | 0.71937 | 0.71937 | 0.71937 | 0.71937 | 0.71937 | 0.71937 | 0.71937 | 0.71937 | 0.71937 | 0.71937 | 0.71937 | 0.71937 | 0.71937 | 0.71937
Reference | 19_THA | POW_Coal_PP | IW1824 |  |  | 0.78391 | 0.76513 | 0.76563 | 0.71937 | 0.71937 | 0.71937 | 0.71937 | 0.71937 | 0.71937 | 0.71937 | 0.71937 | 0.71937 | 0.71937 | 0.71937 | 0.71937 | 0.71937 | 0.71937 | 0.71937 | 0.71937 | 0.71937 | 0.71937 | 0.71937 | 0.71937 | 0.71937 | 0.71937 | 0.71937 | 0.71937 | 0.71937 | 0.71937 | 0.71937 | 0.71937 | 0.71937 | 0.71937 | 0.71937 | 0.71937 | 0.71937 | 0.71937 | 0.71937 | 0.71937 | 0.71937 | 0.71937 | 0.71937 | 0.71937 | 0.71937 | 0.71937 | 0.71937 | 0.71937 | 0.71937 | 0.71937 | 0.71937 | 0.71937 | 0.71937 | 0.71937 | 0.71937
Reference | 19_THA | POW_Coal_PP | IH0006 |  |  | 0.78391 | 0.76513 | 0.76563 | 0.71937 | 0.71937 | 0.71937 | 0.71937 | 0.71937 | 0.71937 | 0.71937 | 0.71937 | 0.71937 | 0.71937 | 0.71937 | 0.71937 | 0.71937 | 0.71937 | 0.71937 | 0.71937 | 0.71937 | 0.71937 | 0.71937 | 0.71937 | 0.71937 | 0.71937 | 0.71937 | 0.71937 | 0.71937 | 0.71937 | 0.71937 | 0.71937 | 0.71937 | 0.71937 | 0.71937 | 0.71937 | 0.71937 | 0.71937 | 0.71937 | 0.71937 | 0.71937 | 0.71937 | 0.71937 | 0.71937 | 0.71937 | 0.71937 | 0.71937 | 0.71937 | 0.71937 | 0.71937 | 0.71937 | 0.71937 | 0.71937 | 0.71937 | 0.71937
Reference | 19_THA | POW_Coal_PP | IH0612 |  |  | 0.78391 | 0.76513 | 0.76563 | 0.71937 | 0.71937 | 0.71937 | 0.71937 | 0.71937 | 0.71937 | 0.71937 | 0.71937 | 0.71937 | 0.71937 | 0.71937 | 0.71937 | 0.71937 | 0.71937 | 0.71937 | 0.71937 | 0.71937 | 0.71937 | 0.71937 | 0.71937 | 0.71937 | 0.71937 | 0.71937 | 0.71937 | 0.71937 | 0.71937 | 0.71937 | 0.71937 | 0.71937 | 0.71937 | 0.71937 | 0.71937 | 0.71937 | 0.71937 | 0.71937 | 0.71937 | 0.71937 | 0.71937 | 0.71937 | 0.71937 | 0.71937 | 0.71937 | 0.71937 | 0.71937 | 0.71937 | 0.71937 | 0.71937 | 0.71937 | 0.71937 | 0.71937 | 0.71937
Reference | 19_THA | POW_Coal_PP | IH1218 |  |  | 0.78391 | 0.76513 | 0.76563 | 0.71937 | 0.71937 | 0.71937 | 0.71937 | 0.71937 | 0.71937 | 0.71937 | 0.71937 | 0.71937 | 0.71937 | 0.71937 | 0.71937 | 0.71937 | 0.71937 | 0.71937 | 0.71937 | 0.71937 | 0.71937 | 0.71937 | 0.71937 | 0.71937 | 0.71937 | 0.71937 | 0.71937 | 0.71937 | 0.71937 | 0.71937 | 0.71937 | 0.71937 | 0.71937 | 0.71937 | 0.71937 | 0.71937 | 0.71937 | 0.71937 | 0.71937 | 0.71937 | 0.71937 | 0.71937 | 0.71937 | 0.71937 | 0.71937 | 0.71937 | 0.71937 | 0.71937 | 0.71937 | 0.71937 | 0.71937 | 0.71937 | 0.71937 | 0.71937
Reference | 19_THA | POW_Coal_PP | IH1824 |  |  | 0.78391 | 0.76513 | 0.76563 | 0.71937 | 0.71937 | 0.71937 | 0.71937 | 0.71937 | 0.71937 | 0.71937 | 0.71937 | 0.71937 | 0.71937 | 0.71937 | 0.71937 | 0.71937 | 0.71937 | 0.71937 | 0.71937 | 0.71937 | 0.71937 | 0.71937 | 0.71937 | 0.71937 | 0.71937 | 0.71937 | 0.71937 | 0.71937 | 0.71937 | 0.71937 | 0.71937 | 0.71937 | 0.71937 | 0.71937 | 0.71937 | 0.71937 | 0.71937 | 0.71937 | 0.71937 | 0.71937 | 0.71937 | 0.71937 | 0.71937 | 0.71937 | 0.71937 | 0.71937 | 0.71937 | 0.71937 | 0.71937 | 0.71937 | 0.71937 | 0.71937 | 0.71937 | 0.71937
Reference | 19_THA | POW_Coal_PP | SW0006 |  |  | 0.78391 | 0.76513 | 0.76563 | 0.71937 | 0.71937 | 0.71937 | 0.71937 | 0.71937 | 0.71937 | 0.71937 | 0.71937 | 0.71937 | 0.71937 | 0.71937 | 0.71937 | 0.71937 | 0.71937 | 0.71937 | 0.71937 | 0.71937 | 0.71937 | 0.71937 | 0.71937 | 0.71937 | 0.71937 | 0.71937 | 0.71937 | 0.71937 | 0.71937 | 0.71937 | 0.71937 | 0.71937 | 0.71937 | 0.71937 | 0.71937 | 0.71937 | 0.71937 | 0.71937 | 0.71937 | 0.71937 | 0.71937 | 0.71937 | 0.71937 | 0.71937 | 0.71937 | 0.71937 | 0.71937 | 0.71937 | 0.71937 | 0.71937 | 0.71937 | 0.71937 | 0.71937 | 0.71937
Reference | 19_THA | POW_Coal_PP | SW0612 |  |  | 0.78391 | 0.76513 | 0.76563 | 0.71937 | 0.71937 | 0.71937 | 0.71937 | 0.71937 | 0.71937 | 0.71937 | 0.71937 | 0.71937 | 0.71937 | 0.71937 | 0.71937 | 0.71937 | 0.71937 | 0.71937 | 0.71937 | 0.71937 | 0.71937 | 0.71937 | 0.71937 | 0.71937 | 0.71937 | 0.71937 | 0.71937 | 0.71937 | 0.71937 | 0.71937 | 0.71937 | 0.71937 | 0.71937 | 0.71937 | 0.71937 | 0.71937 | 0.71937 | 0.71937 | 0.71937 | 0.71937 | 0.71937 | 0.71937 | 0.71937 | 0.71937 | 0.71937 | 0.71937 | 0.71937 | 0.71937 | 0.71937 | 0.71937 | 0.71937 | 0.71937 | 0.71937 | 0.71937
Reference | 19_THA | POW_Coal_PP | SW1218 |  |  | 0.78391 | 0.76513 | 0.76563 | 0.71937 | 0.71937 | 0.71937 | 0.71937 | 0.71937 | 0.71937 | 0.71937 | 0.71937 | 0.71937 | 0.71937 | 0.71937 | 0.71937 | 0.71937 | 0.71937 | 0.71937 | 0.71937 | 0.71937 | 0.71937 | 0.71937 | 0.71937 | 0.71937 | 0.71937 | 0.71937 | 0.71937 | 0.71937 | 0.71937 | 0.71937 | 0.71937 | 0.71937 | 0.71937 | 0.71937 | 0.71937 | 0.71937 | 0.71937 | 0.71937 | 0.71937 | 0.71937 | 0.71937 | 0.71937 | 0.71937 | 0.71937 | 0.71937 | 0.71937 | 0.71937 | 0.71937 | 0.71937 | 0.71937 | 0.71937 | 0.71937 | 0.71937 | 0.71937
Reference | 19_THA | POW_Coal_PP | SW1824 |  |  | 0.78391 | 0.76513 | 0.76563 | 0.71937 | 0.71937 | 0.71937 | 0.71937 | 0.71937 | 0.71937 | 0.71937 | 0.71937 | 0.71937 | 0.71937 | 0.71937 | 0.71937 | 0.71937 | 0.71937 | 0.71937 | 0.71937 | 0.71937 | 0.71937 | 0.71937 | 0.71937 | 0.71937 | 0.71937 | 0.71937 | 0.71937 | 0.71937 | 0.71937 | 0.71937 | 0.71937 | 0.71937 | 0.71937 | 0.71937 | 0.71937 | 0.71937 | 0.71937 | 0.71937 | 0.71937 | 0.71937 | 0.71937 | 0.71937 | 0.71937 | 0.71937 | 0.71937 | 0.71937 | 0.71937 | 0.71937 | 0.71937 | 0.71937 | 0.71937 | 0.71937 | 0.71937 | 0.71937
Reference | 19_THA | POW_Coal_PP | SH0006 |  |  | 0.78391 | 0.76513 | 0.76563 | 0.71937 | 0.71937 | 0.71937 | 0.71937 | 0.71937 | 0.71937 | 0.71937 | 0.71937 | 0.71937 | 0.71937 | 0.71937 | 0.71937 | 0.71937 | 0.71937 | 0.71937 | 0.71937 | 0.71937 | 0.71937 | 0.71937 | 0.71937 | 0.71937 | 0.71937 | 0.71937 | 0.71937 | 0.71937 | 0.71937 | 0.71937 | 0.71937 | 0.71937 | 0.71937 | 0.71937 | 0.71937 | 0.71937 | 0.71937 | 0.71937 | 0.71937 | 0.71937 | 0.71937 | 0.71937 | 0.71937 | 0.71937 | 0.71937 | 0.71937 | 0.71937 | 0.71937 | 0.71937 | 0.71937 | 0.71937 | 0.71937 | 0.71937 | 0.71937
Reference | 19_THA | POW_Coal_PP | SH0612 |  |  | 0.78391 | 0.76513 | 0.76563 | 0.71937 | 0.71937 | 0.71937 | 0.71937 | 0.71937 | 0.71937 | 0.71937 | 0.71937 | 0.71937 | 0.71937 | 0.71937 | 0.71937 | 0.71937 | 0.71937 | 0.71937 | 0.71937 | 0.71937 | 0.71937 | 0.71937 | 0.71937 | 0.71937 | 0.71937 | 0.71937 | 0.71937 | 0.71937 | 0.71937 | 0.71937 | 0.71937 | 0.71937 | 0.71937 | 0.71937 | 0.71937 | 0.71937 | 0.71937 | 0.71937 | 0.71937 | 0.71937 | 0.71937 | 0.71937 | 0.71937 | 0.71937 | 0.71937 | 0.71937 | 0.71937 | 0.71937 | 0.71937 | 0.71937 | 0.71937 | 0.71937 | 0.71937 | 0.71937
Reference | 19_THA | POW_Coal_PP | SH1218 |  |  | 0.78391 | 0.76513 | 0.76563 | 0.71937 | 0.71937 | 0.71937 | 0.71937 | 0.71937 | 0.71937 | 0.71937 | 0.71937 | 0.71937 | 0.71937 | 0.71937 | 0.71937 | 0.71937 | 0.71937 | 0.71937 | 0.71937 | 0.71937 | 0.71937 | 0.71937 | 0.71937 | 0.71937 | 0.71937 | 0.71937 | 0.71937 | 0.71937 | 0.71937 | 0.71937 | 0.71937 | 0.71937 | 0.71937 | 0.71937 | 0.71937 | 0.71937 | 0.71937 | 0.71937 | 0.71937 | 0.71937 | 0.71937 | 0.71937 | 0.71937 | 0.71937 | 0.71937 | 0.71937 | 0.71937 | 0.71937 | 0.71937 | 0.71937 | 0.71937 | 0.71937 | 0.71937 | 0.71937
Reference | 19_THA | POW_Coal_PP | SH1824 |  |  | 0.78391 | 0.76513 | 0.76563 | 0.71937 | 0.71937 | 0.71937 | 0.71937 | 0.71937 | 0.71937 | 0.71937 | 0.71937 | 0.71937 | 0.71937 | 0.71937 | 0.71937 | 0.71937 | 0.71937 | 0.71937 | 0.71937 | 0.71937 | 0.71937 | 0.71937 | 0.71937 | 0.71937 | 0.71937 | 0.71937 | 0.71937 | 0.71937 | 0.71937 | 0.71937 | 0.71937 | 0.71937 | 0.71937 | 0.71937 | 0.71937 | 0.71937 | 0.71937 | 0.71937 | 0.71937 | 0.71937 | 0.71937 | 0.71937 | 0.71937 | 0.71937 | 0.71937 | 0.71937 | 0.71937 | 0.71937 | 0.71937 | 0.71937 | 0.71937 | 0.71937 | 0.71937 | 0.71937
Reference | 19_THA | POW_Oil_PP | WW0006 |  |  | 0.11027 | 0.06385 | 0.34343 | 0.34343 | 0.34343 | 0.34343 | 0.34343 | 0.34343 | 0.34343 | 0.34343 | 0.34343 | 0.34343 | 0.34343 | 0.34343 | 0.34343 | 0.34343 | 0.34343 | 0.34343 | 0.34343 | 0.34343 | 0.34343 | 0.34343 | 0.34343 | 0.34343 | 0.34343 | 0.34343 | 0.34343 | 0.34343 | 0.34343 | 0.34343 | 0.34343 | 0.34343 | 0.34343 | 0.34343 | 0.34343 | 0.34343 | 0.34343 | 0.34343 | 0.34343 | 0.34343 | 0.34343 | 0.34343 | 0.34343 | 0.34343 | 0.34343 | 0.34343 | 0.34343 | 0.34343 | 0.34343 | 0.34343 | 0.34343 | 0.34343 | 0.34343 | 0.34343
Reference | 19_THA | POW_Oil_PP | WW0612 |  |  | 0.11027 | 0.06385 | 0.34343 | 0.34343 | 0.34343 | 0.34343 | 0.34343 | 0.34343 | 0.34343 | 0.34343 | 0.34343 | 0.34343 | 0.34343 | 0.34343 | 0.34343 | 0.34343 | 0.34343 | 0.34343 | 0.34343 | 0.34343 | 0.34343 | 0.34343 | 0.34343 | 0.34343 | 0.34343 | 0.34343 | 0.34343 | 0.34343 | 0.34343 | 0.34343 | 0.34343 | 0.34343 | 0.34343 | 0.34343 | 0.34343 | 0.34343 | 0.34343 | 0.34343 | 0.34343 | 0.34343 | 0.34343 | 0.34343 | 0.34343 | 0.34343 | 0.34343 | 0.34343 | 0.34343 | 0.34343 | 0.34343 | 0.34343 | 0.34343 | 0.34343 | 0.34343 | 0.34343
Reference | 19_THA | POW_Oil_PP | WW1218 |  |  | 0.11027 | 0.06385 | 0.34343 | 0.34343 | 0.34343 | 0.34343 | 0.34343 | 0.34343 | 0.34343 | 0.34343 | 0.34343 | 0.34343 | 0.34343 | 0.34343 | 0.34343 | 0.34343 | 0.34343 | 0.34343 | 0.34343 | 0.34343 | 0.34343 | 0.34343 | 0.34343 | 0.34343 | 0.34343 | 0.34343 | 0.34343 | 0.34343 | 0.34343 | 0.34343 | 0.34343 | 0.34343 | 0.34343 | 0.34343 | 0.34343 | 0.34343 | 0.34343 | 0.34343 | 0.34343 | 0.34343 | 0.34343 | 0.34343 | 0.34343 | 0.34343 | 0.34343 | 0.34343 | 0.34343 | 0.34343 | 0.34343 | 0.34343 | 0.34343 | 0.34343 | 0.34343 | 0.34343
Reference | 19_THA | POW_Oil_PP | WW1824 |  |  | 0.11027 | 0.06385 | 0.34343 | 0.34343 | 0.34343 | 0.34343 | 0.34343 | 0.34343 | 0.34343 | 0.34343 | 0.34343 | 0.34343 | 0.34343 | 0.34343 | 0.34343 | 0.34343 | 0.34343 | 0.34343 | 0.34343 | 0.34343 | 0.34343 | 0.34343 | 0.34343 | 0.34343 | 0.34343 | 0.34343 | 0.34343 | 0.34343 | 0.34343 | 0.34343 | 0.34343 | 0.34343 | 0.34343 | 0.34343 | 0.34343 | 0.34343 | 0.34343 | 0.34343 | 0.34343 | 0.34343 | 0.34343 | 0.34343 | 0.34343 | 0.34343 | 0.34343 | 0.34343 | 0.34343 | 0.34343 | 0.34343 | 0.34343 | 0.34343 | 0.34343 | 0.34343 | 0.34343
Reference | 19_THA | POW_Oil_PP | WH0006 |  |  | 0.11027 | 0.06385 | 0.34343 | 0.34343 | 0.34343 | 0.34343 | 0.34343 | 0.34343 | 0.34343 | 0.34343 | 0.34343 | 0.34343 | 0.34343 | 0.34343 | 0.34343 | 0.34343 | 0.34343 | 0.34343 | 0.34343 | 0.34343 | 0.34343 | 0.34343 | 0.34343 | 0.34343 | 0.34343 | 0.34343 | 0.34343 | 0.34343 | 0.34343 | 0.34343 | 0.34343 | 0.34343 | 0.34343 | 0.34343 | 0.34343 | 0.34343 | 0.34343 | 0.34343 | 0.34343 | 0.34343 | 0.34343 | 0.34343 | 0.34343 | 0.34343 | 0.34343 | 0.34343 | 0.34343 | 0.34343 | 0.34343 | 0.34343 | 0.34343 | 0.34343 | 0.34343 | 0.34343
Reference | 19_THA | POW_Oil_PP | WH0612 |  |  | 0.11027 | 0.06385 | 0.34343 | 0.34343 | 0.34343 | 0.34343 | 0.34343 | 0.34343 | 0.34343 | 0.34343 | 0.34343 | 0.34343 | 0.34343 | 0.34343 | 0.34343 | 0.34343 | 0.34343 | 0.34343 | 0.34343 | 0.34343 | 0.34343 | 0.34343 | 0.34343 | 0.34343 | 0.34343 | 0.34343 | 0.34343 | 0.34343 | 0.34343 | 0.34343 | 0.34343 | 0.34343 | 0.34343 | 0.34343 | 0.34343 | 0.34343 | 0.34343 | 0.34343 | 0.34343 | 0.34343 | 0.34343 | 0.34343 | 0.34343 | 0.34343 | 0.34343 | 0.34343 | 0.34343 | 0.34343 | 0.34343 | 0.34343 | 0.34343 | 0.34343 | 0.34343 | 0.34343
Reference | 19_THA | POW_Oil_PP | WH1218 |  |  | 0.11027 | 0.06385 | 0.34343 | 0.34343 | 0.34343 | 0.34343 | 0.34343 | 0.34343 | 0.34343 | 0.34343 | 0.34343 | 0.34343 | 0.34343 | 0.34343 | 0.34343 | 0.34343 | 0.34343 | 0.34343 | 0.34343 | 0.34343 | 0.34343 | 0.34343 | 0.34343 | 0.34343 | 0.34343 | 0.34343 | 0.34343 | 0.34343 | 0.34343 | 0.34343 | 0.34343 | 0.34343 | 0.34343 | 0.34343 | 0.34343 | 0.34343 | 0.34343 | 0.34343 | 0.34343 | 0.34343 | 0.34343 | 0.34343 | 0.34343 | 0.34343 | 0.34343 | 0.34343 | 0.34343 | 0.34343 | 0.34343 | 0.34343 | 0.34343 | 0.34343 | 0.34343 | 0.34343
Reference | 19_THA | POW_Oil_PP | WH1824 |  |  | 0.11027 | 0.06385 | 0.34343 | 0.34343 | 0.34343 | 0.34343 | 0.34343 | 0.34343 | 0.34343 | 0.34343 | 0.34343 | 0.34343 | 0.34343 | 0.34343 | 0.34343 | 0.34343 | 0.34343 | 0.34343 | 0.34343 | 0.34343 | 0.34343 | 0.34343 | 0.34343 | 0.34343 | 0.34343 | 0.34343 | 0.34343 | 0.34343 | 0.34343 | 0.34343 | 0.34343 | 0.34343 | 0.34343 | 0.34343 | 0.34343 | 0.34343 | 0.34343 | 0.34343 | 0.34343 | 0.34343 | 0.34343 | 0.34343 | 0.34343 | 0.34343 | 0.34343 | 0.34343 | 0.34343 | 0.34343 | 0.34343 | 0.34343 | 0.34343 | 0.34343 | 0.34343 | 0.34343
Reference | 19_THA | POW_Oil_PP | IW0006 |  |  | 0.11027 | 0.06385 | 0.34343 | 0.34343 | 0.34343 | 0.34343 | 0.34343 | 0.34343 | 0.34343 | 0.34343 | 0.34343 | 0.34343 | 0.34343 | 0.34343 | 0.34343 | 0.34343 | 0.34343 | 0.34343 | 0.34343 | 0.34343 | 0.34343 | 0.34343 | 0.34343 | 0.34343 | 0.34343 | 0.34343 | 0.34343 | 0.34343 | 0.34343 | 0.34343 | 0.34343 | 0.34343 | 0.34343 | 0.34343 | 0.34343 | 0.34343 | 0.34343 | 0.34343 | 0.34343 | 0.34343 | 0.34343 | 0.34343 | 0.34343 | 0.34343 | 0.34343 | 0.34343 | 0.34343 | 0.34343 | 0.34343 | 0.34343 | 0.34343 | 0.34343 | 0.34343 | 0.34343
Reference | 19_THA | POW_Oil_PP | IW0612 |  |  | 0.11027 | 0.06385 | 0.34343 | 0.34343 | 0.34343 | 0.34343 | 0.34343 | 0.34343 | 0.34343 | 0.34343 | 0.34343 | 0.34343 | 0.34343 | 0.34343 | 0.34343 | 0.34343 | 0.34343 | 0.34343 | 0.34343 | 0.34343 | 0.34343 | 0.34343 | 0.34343 | 0.34343 | 0.34343 | 0.34343 | 0.34343 | 0.34343 | 0.34343 | 0.34343 | 0.34343 | 0.34343 | 0.34343 | 0.34343 | 0.34343 | 0.34343 | 0.34343 | 0.34343 | 0.34343 | 0.34343 | 0.34343 | 0.34343 | 0.34343 | 0.34343 | 0.34343 | 0.34343 | 0.34343 | 0.34343 | 0.34343 | 0.34343 | 0.34343 | 0.34343 | 0.34343 | 0.34343
Reference | 19_THA | POW_Oil_PP | IW1218 |  |  | 0.11027 | 0.06385 | 0.34343 | 0.34343 | 0.34343 | 0.34343 | 0.34343 | 0.34343 | 0.34343 | 0.34343 | 0.34343 | 0.34343 | 0.34343 | 0.34343 | 0.34343 | 0.34343 | 0.34343 | 0.34343 | 0.34343 | 0.34343 | 0.34343 | 0.34343 | 0.34343 | 0.34343 | 0.34343 | 0.34343 | 0.34343 | 0.34343 | 0.34343 | 0.34343 | 0.34343 | 0.34343 | 0.34343 | 0.34343 | 0.34343 | 0.34343 | 0.34343 | 0.34343 | 0.34343 | 0.34343 | 0.34343 | 0.34343 | 0.34343 | 0.34343 | 0.34343 | 0.34343 | 0.34343 | 0.34343 | 0.34343 | 0.34343 | 0.34343 | 0.34343 | 0.34343 | 0.34343
Reference | 19_THA | POW_Oil_PP | IW1824 |  |  | 0.11027 | 0.06385 | 0.34343 | 0.34343 | 0.34343 | 0.34343 | 0.34343 | 0.34343 | 0.34343 | 0.34343 | 0.34343 | 0.34343 | 0.34343 | 0.34343 | 0.34343 | 0.34343 | 0.34343 | 0.34343 | 0.34343 | 0.34343 | 0.34343 | 0.34343 | 0.34343 | 0.34343 | 0.34343 | 0.34343 | 0.34343 | 0.34343 | 0.34343 | 0.34343 | 0.34343 | 0.34343 | 0.34343 | 0.34343 | 0.34343 | 0.34343 | 0.34343 | 0.34343 | 0.34343 | 0.34343 | 0.34343 | 0.34343 | 0.34343 | 0.34343 | 0.34343 | 0.34343 | 0.34343 | 0.34343 | 0.34343 | 0.34343 | 0.34343 | 0.34343 | 0.34343 | 0.34343
Reference | 19_THA | POW_Oil_PP | IH0006 |  |  | 0.11027 | 0.06385 | 0.34343 | 0.34343 | 0.34343 | 0.34343 | 0.34343 | 0.34343 | 0.34343 | 0.34343 | 0.34343 | 0.34343 | 0.34343 | 0.34343 | 0.34343 | 0.34343 | 0.34343 | 0.34343 | 0.34343 | 0.34343 | 0.34343 | 0.34343 | 0.34343 | 0.34343 | 0.34343 | 0.34343 | 0.34343 | 0.34343 | 0.34343 | 0.34343 | 0.34343 | 0.34343 | 0.34343 | 0.34343 | 0.34343 | 0.34343 | 0.34343 | 0.34343 | 0.34343 | 0.34343 | 0.34343 | 0.34343 | 0.34343 | 0.34343 | 0.34343 | 0.34343 | 0.34343 | 0.34343 | 0.34343 | 0.34343 | 0.34343 | 0.34343 | 0.34343 | 0.34343
Reference | 19_THA | POW_Oil_PP | IH0612 |  |  | 0.11027 | 0.06385 | 0.34343 | 0.34343 | 0.34343 | 0.34343 | 0.34343 | 0.34343 | 0.34343 | 0.34343 | 0.34343 | 0.34343 | 0.34343 | 0.34343 | 0.34343 | 0.34343 | 0.34343 | 0.34343 | 0.34343 | 0.34343 | 0.34343 | 0.34343 | 0.34343 | 0.34343 | 0.34343 | 0.34343 | 0.34343 | 0.34343 | 0.34343 | 0.34343 | 0.34343 | 0.34343 | 0.34343 | 0.34343 | 0.34343 | 0.34343 | 0.34343 | 0.34343 | 0.34343 | 0.34343 | 0.34343 | 0.34343 | 0.34343 | 0.34343 | 0.34343 | 0.34343 | 0.34343 | 0.34343 | 0.34343 | 0.34343 | 0.34343 | 0.34343 | 0.34343 | 0.34343
Reference | 19_THA | POW_Oil_PP | IH1218 |  |  | 0.11027 | 0.06385 | 0.34343 | 0.34343 | 0.34343 | 0.34343 | 0.34343 | 0.34343 | 0.34343 | 0.34343 | 0.34343 | 0.34343 | 0.34343 | 0.34343 | 0.34343 | 0.34343 | 0.34343 | 0.34343 | 0.34343 | 0.34343 | 0.34343 | 0.34343 | 0.34343 | 0.34343 | 0.34343 | 0.34343 | 0.34343 | 0.34343 | 0.34343 | 0.34343 | 0.34343 | 0.34343 | 0.34343 | 0.34343 | 0.34343 | 0.34343 | 0.34343 | 0.34343 | 0.34343 | 0.34343 | 0.34343 | 0.34343 | 0.34343 | 0.34343 | 0.34343 | 0.34343 | 0.34343 | 0.34343 | 0.34343 | 0.34343 | 0.34343 | 0.34343 | 0.34343 | 0.34343
Reference | 19_THA | POW_Oil_PP | IH1824 |  |  | 0.11027 | 0.06385 | 0.34343 | 0.34343 | 0.34343 | 0.34343 | 0.34343 | 0.34343 | 0.34343 | 0.34343 | 0.34343 | 0.34343 | 0.34343 | 0.34343 | 0.34343 | 0.34343 | 0.34343 | 0.34343 | 0.34343 | 0.34343 | 0.34343 | 0.34343 | 0.34343 | 0.34343 | 0.34343 | 0.34343 | 0.34343 | 0.34343 | 0.34343 | 0.34343 | 0.34343 | 0.34343 | 0.34343 | 0.34343 | 0.34343 | 0.34343 | 0.34343 | 0.34343 | 0.34343 | 0.34343 | 0.34343 | 0.34343 | 0.34343 | 0.34343 | 0.34343 | 0.34343 | 0.34343 | 0.34343 | 0.34343 | 0.34343 | 0.34343 | 0.34343 | 0.34343 | 0.34343
Reference | 19_THA | POW_Oil_PP | SW0006 |  |  | 0.11027 | 0.06385 | 0.34343 | 0.34343 | 0.34343 | 0.34343 | 0.34343 | 0.34343 | 0.34343 | 0.34343 | 0.34343 | 0.34343 | 0.34343 | 0.34343 | 0.34343 | 0.34343 | 0.34343 | 0.34343 | 0.34343 | 0.34343 | 0.34343 | 0.34343 | 0.34343 | 0.34343 | 0.34343 | 0.34343 | 0.34343 | 0.34343 | 0.34343 | 0.34343 | 0.34343 | 0.34343 | 0.34343 | 0.34343 | 0.34343 | 0.34343 | 0.34343 | 0.34343 | 0.34343 | 0.34343 | 0.34343 | 0.34343 | 0.34343 | 0.34343 | 0.34343 | 0.34343 | 0.34343 | 0.34343 | 0.34343 | 0.34343 | 0.34343 | 0.34343 | 0.34343 | 0.34343
Reference | 19_THA | POW_Oil_PP | SW0612 |  |  | 0.11027 | 0.06385 | 0.34343 | 0.34343 | 0.34343 | 0.34343 | 0.34343 | 0.34343 | 0.34343 | 0.34343 | 0.34343 | 0.34343 | 0.34343 | 0.34343 | 0.34343 | 0.34343 | 0.34343 | 0.34343 | 0.34343 | 0.34343 | 0.34343 | 0.34343 | 0.34343 | 0.34343 | 0.34343 | 0.34343 | 0.34343 | 0.34343 | 0.34343 | 0.34343 | 0.34343 | 0.34343 | 0.34343 | 0.34343 | 0.34343 | 0.34343 | 0.34343 | 0.34343 | 0.34343 | 0.34343 | 0.34343 | 0.34343 | 0.34343 | 0.34343 | 0.34343 | 0.34343 | 0.34343 | 0.34343 | 0.34343 | 0.34343 | 0.34343 | 0.34343 | 0.34343 | 0.34343
Reference | 19_THA | POW_Oil_PP | SW1218 |  |  | 0.11027 | 0.06385 | 0.34343 | 0.34343 | 0.34343 | 0.34343 | 0.34343 | 0.34343 | 0.34343 | 0.34343 | 0.34343 | 0.34343 | 0.34343 | 0.34343 | 0.34343 | 0.34343 | 0.34343 | 0.34343 | 0.34343 | 0.34343 | 0.34343 | 0.34343 | 0.34343 | 0.34343 | 0.34343 | 0.34343 | 0.34343 | 0.34343 | 0.34343 | 0.34343 | 0.34343 | 0.34343 | 0.34343 | 0.34343 | 0.34343 | 0.34343 | 0.34343 | 0.34343 | 0.34343 | 0.34343 | 0.34343 | 0.34343 | 0.34343 | 0.34343 | 0.34343 | 0.34343 | 0.34343 | 0.34343 | 0.34343 | 0.34343 | 0.34343 | 0.34343 | 0.34343 | 0.34343
Reference | 19_THA | POW_Oil_PP | SW1824 |  |  | 0.11027 | 0.06385 | 0.34343 | 0.34343 | 0.34343 | 0.34343 | 0.34343 | 0.34343 | 0.34343 | 0.34343 | 0.34343 | 0.34343 | 0.34343 | 0.34343 | 0.34343 | 0.34343 | 0.34343 | 0.34343 | 0.34343 | 0.34343 | 0.34343 | 0.34343 | 0.34343 | 0.34343 | 0.34343 | 0.34343 | 0.34343 | 0.34343 | 0.34343 | 0.34343 | 0.34343 | 0.34343 | 0.34343 | 0.34343 | 0.34343 | 0.34343 | 0.34343 | 0.34343 | 0.34343 | 0.34343 | 0.34343 | 0.34343 | 0.34343 | 0.34343 | 0.34343 | 0.34343 | 0.34343 | 0.34343 | 0.34343 | 0.34343 | 0.34343 | 0.34343 | 0.34343 | 0.34343
Reference | 19_THA | POW_Oil_PP | SH0006 |  |  | 0.11027 | 0.06385 | 0.34343 | 0.34343 | 0.34343 | 0.34343 | 0.34343 | 0.34343 | 0.34343 | 0.34343 | 0.34343 | 0.34343 | 0.34343 | 0.34343 | 0.34343 | 0.34343 | 0.34343 | 0.34343 | 0.34343 | 0.34343 | 0.34343 | 0.34343 | 0.34343 | 0.34343 | 0.34343 | 0.34343 | 0.34343 | 0.34343 | 0.34343 | 0.34343 | 0.34343 | 0.34343 | 0.34343 | 0.34343 | 0.34343 | 0.34343 | 0.34343 | 0.34343 | 0.34343 | 0.34343 | 0.34343 | 0.34343 | 0.34343 | 0.34343 | 0.34343 | 0.34343 | 0.34343 | 0.34343 | 0.34343 | 0.34343 | 0.34343 | 0.34343 | 0.34343 | 0.34343
Reference | 19_THA | POW_Oil_PP | SH0612 |  |  | 0.11027 | 0.06385 | 0.34343 | 0.34343 | 0.34343 | 0.34343 | 0.34343 | 0.34343 | 0.34343 | 0.34343 | 0.34343 | 0.34343 | 0.34343 | 0.34343 | 0.34343 | 0.34343 | 0.34343 | 0.34343 | 0.34343 | 0.34343 | 0.34343 | 0.34343 | 0.34343 | 0.34343 | 0.34343 | 0.34343 | 0.34343 | 0.34343 | 0.34343 | 0.34343 | 0.34343 | 0.34343 | 0.34343 | 0.34343 | 0.34343 | 0.34343 | 0.34343 | 0.34343 | 0.34343 | 0.34343 | 0.34343 | 0.34343 | 0.34343 | 0.34343 | 0.34343 | 0.34343 | 0.34343 | 0.34343 | 0.34343 | 0.34343 | 0.34343 | 0.34343 | 0.34343 | 0.34343
Reference | 19_THA | POW_Oil_PP | SH1218 |  |  | 0.11027 | 0.06385 | 0.34343 | 0.34343 | 0.34343 | 0.34343 | 0.34343 | 0.34343 | 0.34343 | 0.34343 | 0.34343 | 0.34343 | 0.34343 | 0.34343 | 0.34343 | 0.34343 | 0.34343 | 0.34343 | 0.34343 | 0.34343 | 0.34343 | 0.34343 | 0.34343 | 0.34343 | 0.34343 | 0.34343 | 0.34343 | 0.34343 | 0.34343 | 0.34343 | 0.34343 | 0.34343 | 0.34343 | 0.34343 | 0.34343 | 0.34343 | 0.34343 | 0.34343 | 0.34343 | 0.34343 | 0.34343 | 0.34343 | 0.34343 | 0.34343 | 0.34343 | 0.34343 | 0.34343 | 0.34343 | 0.34343 | 0.34343 | 0.34343 | 0.34343 | 0.34343 | 0.34343
Reference | 19_THA | POW_Oil_PP | SH1824 |  |  | 0.11027 | 0.06385 | 0.34343 | 0.34343 | 0.34343 | 0.34343 | 0.34343 | 0.34343 | 0.34343 | 0.34343 | 0.34343 | 0.34343 | 0.34343 | 0.34343 | 0.34343 | 0.34343 | 0.34343 | 0.34343 | 0.34343 | 0.34343 | 0.34343 | 0.34343 | 0.34343 | 0.34343 | 0.34343 | 0.34343 | 0.34343 | 0.34343 | 0.34343 | 0.34343 | 0.34343 | 0.34343 | 0.34343 | 0.34343 | 0.34343 | 0.34343 | 0.34343 | 0.34343 | 0.34343 | 0.34343 | 0.34343 | 0.34343 | 0.34343 | 0.34343 | 0.34343 | 0.34343 | 0.34343 | 0.34343 | 0.34343 | 0.34343 | 0.34343 | 0.34343 | 0.34343 | 0.34343
Reference | 19_THA | POW_Gas_PP | WW0006 |  |  | 0.89 | 0.89 | 0.89 | 0.89 | 0.89 | 0.89 | 0.89 | 0.89 | 0.89 | 0.89 | 0.89 | 0.89 | 0.89 | 0.89 | 0.89 | 0.89 | 0.89 | 0.89 | 0.89 | 0.89 | 0.89 | 0.89 | 0.89 | 0.89 | 0.89 | 0.89 | 0.89 | 0.89 | 0.89 | 0.89 | 0.89 | 0.89 | 0.89 | 0.89 | 0.89 | 0.89 | 0.89 | 0.89 | 0.89 | 0.89 | 0.89 | 0.89 | 0.89 | 0.89 | 0.89 | 0.89 | 0.89 | 0.89 | 0.89 | 0.89 | 0.89 | 0.89 | 0.89 | 0.89
Reference | 19_THA | POW_Gas_PP | WW0612 |  |  | 0.89 | 0.89 | 0.89 | 0.89 | 0.89 | 0.89 | 0.89 | 0.89 | 0.89 | 0.89 | 0.89 | 0.89 | 0.89 | 0.89 | 0.89 | 0.89 | 0.89 | 0.89 | 0.89 | 0.89 | 0.89 | 0.89 | 0.89 | 0.89 | 0.89 | 0.89 | 0.89 | 0.89 | 0.89 | 0.89 | 0.89 | 0.89 | 0.89 | 0.89 | 0.89 | 0.89 | 0.89 | 0.89 | 0.89 | 0.89 | 0.89 | 0.89 | 0.89 | 0.89 | 0.89 | 0.89 | 0.89 | 0.89 | 0.89 | 0.89 | 0.89 | 0.89 | 0.89 | 0.89
Reference | 19_THA | POW_Gas_PP | WW1218 |  |  | 0.89 | 0.89 | 0.89 | 0.89 | 0.89 | 0.89 | 0.89 | 0.89 | 0.89 | 0.89 | 0.89 | 0.89 | 0.89 | 0.89 | 0.89 | 0.89 | 0.89 | 0.89 | 0.89 | 0.89 | 0.89 | 0.89 | 0.89 | 0.89 | 0.89 | 0.89 | 0.89 | 0.89 | 0.89 | 0.89 | 0.89 | 0.89 | 0.89 | 0.89 | 0.89 | 0.89 | 0.89 | 0.89 | 0.89 | 0.89 | 0.89 | 0.89 | 0.89 | 0.89 | 0.89 | 0.89 | 0.89 | 0.89 | 0.89 | 0.89 | 0.89 | 0.89 | 0.89 | 0.89
Reference | 19_THA | POW_Gas_PP | WW1824 |  |  | 0.89 | 0.89 | 0.89 | 0.89 | 0.89 | 0.89 | 0.89 | 0.89 | 0.89 | 0.89 | 0.89 | 0.89 | 0.89 | 0.89 | 0.89 | 0.89 | 0.89 | 0.89 | 0.89 | 0.89 | 0.89 | 0.89 | 0.89 | 0.89 | 0.89 | 0.89 | 0.89 | 0.89 | 0.89 | 0.89 | 0.89 | 0.89 | 0.89 | 0.89 | 0.89 | 0.89 | 0.89 | 0.89 | 0.89 | 0.89 | 0.89 | 0.89 | 0.89 | 0.89 | 0.89 | 0.89 | 0.89 | 0.89 | 0.89 | 0.89 | 0.89 | 0.89 | 0.89 | 0.89
Reference | 19_THA | POW_Gas_PP | WH0006 |  |  | 0.89 | 0.89 | 0.89 | 0.89 | 0.89 | 0.89 | 0.89 | 0.89 | 0.89 | 0.89 | 0.89 | 0.89 | 0.89 | 0.89 | 0.89 | 0.89 | 0.89 | 0.89 | 0.89 | 0.89 | 0.89 | 0.89 | 0.89 | 0.89 | 0.89 | 0.89 | 0.89 | 0.89 | 0.89 | 0.89 | 0.89 | 0.89 | 0.89 | 0.89 | 0.89 | 0.89 | 0.89 | 0.89 | 0.89 | 0.89 | 0.89 | 0.89 | 0.89 | 0.89 | 0.89 | 0.89 | 0.89 | 0.89 | 0.89 | 0.89 | 0.89 | 0.89 | 0.89 | 0.89
Reference | 19_THA | POW_Gas_PP | WH0612 |  |  | 0.89 | 0.89 | 0.89 | 0.89 | 0.89 | 0.89 | 0.89 | 0.89 | 0.89 | 0.89 | 0.89 | 0.89 | 0.89 | 0.89 | 0.89 | 0.89 | 0.89 | 0.89 | 0.89 | 0.89 | 0.89 | 0.89 | 0.89 | 0.89 | 0.89 | 0.89 | 0.89 | 0.89 | 0.89 | 0.89 | 0.89 | 0.89 | 0.89 | 0.89 | 0.89 | 0.89 | 0.89 | 0.89 | 0.89 | 0.89 | 0.89 | 0.89 | 0.89 | 0.89 | 0.89 | 0.89 | 0.89 | 0.89 | 0.89 | 0.89 | 0.89 | 0.89 | 0.89 | 0.89
Reference | 19_THA | POW_Gas_PP | WH1218 |  |  | 0.89 | 0.89 | 0.89 | 0.89 | 0.89 | 0.89 | 0.89 | 0.89 | 0.89 | 0.89 | 0.89 | 0.89 | 0.89 | 0.89 | 0.89 | 0.89 | 0.89 | 0.89 | 0.89 | 0.89 | 0.89 | 0.89 | 0.89 | 0.89 | 0.89 | 0.89 | 0.89 | 0.89 | 0.89 | 0.89 | 0.89 | 0.89 | 0.89 | 0.89 | 0.89 | 0.89 | 0.89 | 0.89 | 0.89 | 0.89 | 0.89 | 0.89 | 0.89 | 0.89 | 0.89 | 0.89 | 0.89 | 0.89 | 0.89 | 0.89 | 0.89 | 0.89 | 0.89 | 0.89
Reference | 19_THA | POW_Gas_PP | WH1824 |  |  | 0.89 | 0.89 | 0.89 | 0.89 | 0.89 | 0.89 | 0.89 | 0.89 | 0.89 | 0.89 | 0.89 | 0.89 | 0.89 | 0.89 | 0.89 | 0.89 | 0.89 | 0.89 | 0.89 | 0.89 | 0.89 | 0.89 | 0.89 | 0.89 | 0.89 | 0.89 | 0.89 | 0.89 | 0.89 | 0.89 | 0.89 | 0.89 | 0.89 | 0.89 | 0.89 | 0.89 | 0.89 | 0.89 | 0.89 | 0.89 | 0.89 | 0.89 | 0.89 | 0.89 | 0.89 | 0.89 | 0.89 | 0.89 | 0.89 | 0.89 | 0.89 | 0.89 | 0.89 | 0.89
Reference | 19_THA | POW_Gas_PP | IW0006 |  |  | 0.89 | 0.89 | 0.89 | 0.89 | 0.89 | 0.89 | 0.89 | 0.89 | 0.89 | 0.89 | 0.89 | 0.89 | 0.89 | 0.89 | 0.89 | 0.89 | 0.89 | 0.89 | 0.89 | 0.89 | 0.89 | 0.89 | 0.89 | 0.89 | 0.89 | 0.89 | 0.89 | 0.89 | 0.89 | 0.89 | 0.89 | 0.89 | 0.89 | 0.89 | 0.89 | 0.89 | 0.89 | 0.89 | 0.89 | 0.89 | 0.89 | 0.89 | 0.89 | 0.89 | 0.89 | 0.89 | 0.89 | 0.89 | 0.89 | 0.89 | 0.89 | 0.89 | 0.89 | 0.89
Reference | 19_THA | POW_Gas_PP | IW0612 |  |  | 0.89 | 0.89 | 0.89 | 0.89 | 0.89 | 0.89 | 0.89 | 0.89 | 0.89 | 0.89 | 0.89 | 0.89 | 0.89 | 0.89 | 0.89 | 0.89 | 0.89 | 0.89 | 0.89 | 0.89 | 0.89 | 0.89 | 0.89 | 0.89 | 0.89 | 0.89 | 0.89 | 0.89 | 0.89 | 0.89 | 0.89 | 0.89 | 0.89 | 0.89 | 0.89 | 0.89 | 0.89 | 0.89 | 0.89 | 0.89 | 0.89 | 0.89 | 0.89 | 0.89 | 0.89 | 0.89 | 0.89 | 0.89 | 0.89 | 0.89 | 0.89 | 0.89 | 0.89 | 0.89
Reference | 19_THA | POW_Gas_PP | IW1218 |  |  | 0.89 | 0.89 | 0.89 | 0.89 | 0.89 | 0.89 | 0.89 | 0.89 | 0.89 | 0.89 | 0.89 | 0.89 | 0.89 | 0.89 | 0.89 | 0.89 | 0.89 | 0.89 | 0.89 | 0.89 | 0.89 | 0.89 | 0.89 | 0.89 | 0.89 | 0.89 | 0.89 | 0.89 | 0.89 | 0.89 | 0.89 | 0.89 | 0.89 | 0.89 | 0.89 | 0.89 | 0.89 | 0.89 | 0.89 | 0.89 | 0.89 | 0.89 | 0.89 | 0.89 | 0.89 | 0.89 | 0.89 | 0.89 | 0.89 | 0.89 | 0.89 | 0.89 | 0.89 | 0.89
Reference | 19_THA | POW_Gas_PP | IW1824 |  |  | 0.89 | 0.89 | 0.89 | 0.89 | 0.89 | 0.89 | 0.89 | 0.89 | 0.89 | 0.89 | 0.89 | 0.89 | 0.89 | 0.89 | 0.89 | 0.89 | 0.89 | 0.89 | 0.89 | 0.89 | 0.89 | 0.89 | 0.89 | 0.89 | 0.89 | 0.89 | 0.89 | 0.89 | 0.89 | 0.89 | 0.89 | 0.89 | 0.89 | 0.89 | 0.89 | 0.89 | 0.89 | 0.89 | 0.89 | 0.89 | 0.89 | 0.89 | 0.89 | 0.89 | 0.89 | 0.89 | 0.89 | 0.89 | 0.89 | 0.89 | 0.89 | 0.89 | 0.89 | 0.89
Reference | 19_THA | POW_Gas_PP | IH0006 |  |  | 0.89 | 0.89 | 0.89 | 0.89 | 0.89 | 0.89 | 0.89 | 0.89 | 0.89 | 0.89 | 0.89 | 0.89 | 0.89 | 0.89 | 0.89 | 0.89 | 0.89 | 0.89 | 0.89 | 0.89 | 0.89 | 0.89 | 0.89 | 0.89 | 0.89 | 0.89 | 0.89 | 0.89 | 0.89 | 0.89 | 0.89 | 0.89 | 0.89 | 0.89 | 0.89 | 0.89 | 0.89 | 0.89 | 0.89 | 0.89 | 0.89 | 0.89 | 0.89 | 0.89 | 0.89 | 0.89 | 0.89 | 0.89 | 0.89 | 0.89 | 0.89 | 0.89 | 0.89 | 0.89
Reference | 19_THA | POW_Gas_PP | IH0612 |  |  | 0.89 | 0.89 | 0.89 | 0.89 | 0.89 | 0.89 | 0.89 | 0.89 | 0.89 | 0.89 | 0.89 | 0.89 | 0.89 | 0.89 | 0.89 | 0.89 | 0.89 | 0.89 | 0.89 | 0.89 | 0.89 | 0.89 | 0.89 | 0.89 | 0.89 | 0.89 | 0.89 | 0.89 | 0.89 | 0.89 | 0.89 | 0.89 | 0.89 | 0.89 | 0.89 | 0.89 | 0.89 | 0.89 | 0.89 | 0.89 | 0.89 | 0.89 | 0.89 | 0.89 | 0.89 | 0.89 | 0.89 | 0.89 | 0.89 | 0.89 | 0.89 | 0.89 | 0.89 | 0.89
Reference | 19_THA | POW_Gas_PP | IH1218 |  |  | 0.89 | 0.89 | 0.89 | 0.89 | 0.89 | 0.89 | 0.89 | 0.89 | 0.89 | 0.89 | 0.89 | 0.89 | 0.89 | 0.89 | 0.89 | 0.89 | 0.89 | 0.89 | 0.89 | 0.89 | 0.89 | 0.89 | 0.89 | 0.89 | 0.89 | 0.89 | 0.89 | 0.89 | 0.89 | 0.89 | 0.89 | 0.89 | 0.89 | 0.89 | 0.89 | 0.89 | 0.89 | 0.89 | 0.89 | 0.89 | 0.89 | 0.89 | 0.89 | 0.89 | 0.89 | 0.89 | 0.89 | 0.89 | 0.89 | 0.89 | 0.89 | 0.89 | 0.89 | 0.89
Reference | 19_THA | POW_Gas_PP | IH1824 |  |  | 0.89 | 0.89 | 0.89 | 0.89 | 0.89 | 0.89 | 0.89 | 0.89 | 0.89 | 0.89 | 0.89 | 0.89 | 0.89 | 0.89 | 0.89 | 0.89 | 0.89 | 0.89 | 0.89 | 0.89 | 0.89 | 0.89 | 0.89 | 0.89 | 0.89 | 0.89 | 0.89 | 0.89 | 0.89 | 0.89 | 0.89 | 0.89 | 0.89 | 0.89 | 0.89 | 0.89 | 0.89 | 0.89 | 0.89 | 0.89 | 0.89 | 0.89 | 0.89 | 0.89 | 0.89 | 0.89 | 0.89 | 0.89 | 0.89 | 0.89 | 0.89 | 0.89 | 0.89 | 0.89
Reference | 19_THA | POW_Gas_PP | SW0006 |  |  | 0.89 | 0.89 | 0.89 | 0.89 | 0.89 | 0.89 | 0.89 | 0.89 | 0.89 | 0.89 | 0.89 | 0.89 | 0.89 | 0.89 | 0.89 | 0.89 | 0.89 | 0.89 | 0.89 | 0.89 | 0.89 | 0.89 | 0.89 | 0.89 | 0.89 | 0.89 | 0.89 | 0.89 | 0.89 | 0.89 | 0.89 | 0.89 | 0.89 | 0.89 | 0.89 | 0.89 | 0.89 | 0.89 | 0.89 | 0.89 | 0.89 | 0.89 | 0.89 | 0.89 | 0.89 | 0.89 | 0.89 | 0.89 | 0.89 | 0.89 | 0.89 | 0.89 | 0.89 | 0.89
Reference | 19_THA | POW_Gas_PP | SW0612 |  |  | 0.89 | 0.89 | 0.89 | 0.89 | 0.89 | 0.89 | 0.89 | 0.89 | 0.89 | 0.89 | 0.89 | 0.89 | 0.89 | 0.89 | 0.89 | 0.89 | 0.89 | 0.89 | 0.89 | 0.89 | 0.89 | 0.89 | 0.89 | 0.89 | 0.89 | 0.89 | 0.89 | 0.89 | 0.89 | 0.89 | 0.89 | 0.89 | 0.89 | 0.89 | 0.89 | 0.89 | 0.89 | 0.89 | 0.89 | 0.89 | 0.89 | 0.89 | 0.89 | 0.89 | 0.89 | 0.89 | 0.89 | 0.89 | 0.89 | 0.89 | 0.89 | 0.89 | 0.89 | 0.89
Reference | 19_THA | POW_Gas_PP | SW1218 |  |  | 0.89 | 0.89 | 0.89 | 0.89 | 0.89 | 0.89 | 0.89 | 0.89 | 0.89 | 0.89 | 0.89 | 0.89 | 0.89 | 0.89 | 0.89 | 0.89 | 0.89 | 0.89 | 0.89 | 0.89 | 0.89 | 0.89 | 0.89 | 0.89 | 0.89 | 0.89 | 0.89 | 0.89 | 0.89 | 0.89 | 0.89 | 0.89 | 0.89 | 0.89 | 0.89 | 0.89 | 0.89 | 0.89 | 0.89 | 0.89 | 0.89 | 0.89 | 0.89 | 0.89 | 0.89 | 0.89 | 0.89 | 0.89 | 0.89 | 0.89 | 0.89 | 0.89 | 0.89 | 0.89
Reference | 19_THA | POW_Gas_PP | SW1824 |  |  | 0.89 | 0.89 | 0.89 | 0.89 | 0.89 | 0.89 | 0.89 | 0.89 | 0.89 | 0.89 | 0.89 | 0.89 | 0.89 | 0.89 | 0.89 | 0.89 | 0.89 | 0.89 | 0.89 | 0.89 | 0.89 | 0.89 | 0.89 | 0.89 | 0.89 | 0.89 | 0.89 | 0.89 | 0.89 | 0.89 | 0.89 | 0.89 | 0.89 | 0.89 | 0.89 | 0.89 | 0.89 | 0.89 | 0.89 | 0.89 | 0.89 | 0.89 | 0.89 | 0.89 | 0.89 | 0.89 | 0.89 | 0.89 | 0.89 | 0.89 | 0.89 | 0.89 | 0.89 | 0.89
Reference | 19_THA | POW_Gas_PP | SH0006 |  |  | 0.89 | 0.89 | 0.89 | 0.89 | 0.89 | 0.89 | 0.89 | 0.89 | 0.89 | 0.89 | 0.89 | 0.89 | 0.89 | 0.89 | 0.89 | 0.89 | 0.89 | 0.89 | 0.89 | 0.89 | 0.89 | 0.89 | 0.89 | 0.89 | 0.89 | 0.89 | 0.89 | 0.89 | 0.89 | 0.89 | 0.89 | 0.89 | 0.89 | 0.89 | 0.89 | 0.89 | 0.89 | 0.89 | 0.89 | 0.89 | 0.89 | 0.89 | 0.89 | 0.89 | 0.89 | 0.89 | 0.89 | 0.89 | 0.89 | 0.89 | 0.89 | 0.89 | 0.89 | 0.89
Reference | 19_THA | POW_Gas_PP | SH0612 |  |  | 0.89 | 0.89 | 0.89 | 0.89 | 0.89 | 0.89 | 0.89 | 0.89 | 0.89 | 0.89 | 0.89 | 0.89 | 0.89 | 0.89 | 0.89 | 0.89 | 0.89 | 0.89 | 0.89 | 0.89 | 0.89 | 0.89 | 0.89 | 0.89 | 0.89 | 0.89 | 0.89 | 0.89 | 0.89 | 0.89 | 0.89 | 0.89 | 0.89 | 0.89 | 0.89 | 0.89 | 0.89 | 0.89 | 0.89 | 0.89 | 0.89 | 0.89 | 0.89 | 0.89 | 0.89 | 0.89 | 0.89 | 0.89 | 0.89 | 0.89 | 0.89 | 0.89 | 0.89 | 0.89
Reference | 19_THA | POW_Gas_PP | SH1218 |  |  | 0.89 | 0.89 | 0.89 | 0.89 | 0.89 | 0.89 | 0.89 | 0.89 | 0.89 | 0.89 | 0.89 | 0.89 | 0.89 | 0.89 | 0.89 | 0.89 | 0.89 | 0.89 | 0.89 | 0.89 | 0.89 | 0.89 | 0.89 | 0.89 | 0.89 | 0.89 | 0.89 | 0.89 | 0.89 | 0.89 | 0.89 | 0.89 | 0.89 | 0.89 | 0.89 | 0.89 | 0.89 | 0.89 | 0.89 | 0.89 | 0.89 | 0.89 | 0.89 | 0.89 | 0.89 | 0.89 | 0.89 | 0.89 | 0.89 | 0.89 | 0.89 | 0.89 | 0.89 | 0.89
Reference | 19_THA | POW_Gas_PP | SH1824 |  |  | 0.89 | 0.89 | 0.89 | 0.89 | 0.89 | 0.89 | 0.89 | 0.89 | 0.89 | 0.89 | 0.89 | 0.89 | 0.89 | 0.89 | 0.89 | 0.89 | 0.89 | 0.89 | 0.89 | 0.89 | 0.89 | 0.89 | 0.89 | 0.89 | 0.89 | 0.89 | 0.89 | 0.89 | 0.89 | 0.89 | 0.89 | 0.89 | 0.89 | 0.89 | 0.89 | 0.89 | 0.89 | 0.89 | 0.89 | 0.89 | 0.89 | 0.89 | 0.89 | 0.89 | 0.89 | 0.89 | 0.89 | 0.89 | 0.89 | 0.89 | 0.89 | 0.89 | 0.89 | 0.89
Reference | 19_THA | POW_Hydro_PP | WW0006 |  |  | 0.15382 | 0.24666 | 0.17933 | 0.13023 | 0.17751 | 0.17751 | 0.17751 | 0.17751 | 0.17751 | 0.17751 | 0.17751 | 0.17751 | 0.17751 | 0.17751 | 0.17751 | 0.17751 | 0.17751 | 0.17751 | 0.17751 | 0.17751 | 0.17751 | 0.17751 | 0.17751 | 0.17751 | 0.17751 | 0.17751 | 0.17751 | 0.17751 | 0.17751 | 0.17751 | 0.17751 | 0.17751 | 0.17751 | 0.17751 | 0.17751 | 0.17751 | 0.17751 | 0.17751 | 0.17751 | 0.17751 | 0.17751 | 0.17751 | 0.17751 | 0.17751 | 0.17751 | 0.17751 | 0.17751 | 0.17751 | 0.17751 | 0.17751 | 0.17751 | 0.17751 | 0.17751 | 0.17751
Reference | 19_THA | POW_Hydro_PP | WW0612 |  |  | 0.15382 | 0.24666 | 0.17933 | 0.13023 | 0.17751 | 0.17751 | 0.17751 | 0.17751 | 0.17751 | 0.17751 | 0.17751 | 0.17751 | 0.17751 | 0.17751 | 0.17751 | 0.17751 | 0.17751 | 0.17751 | 0.17751 | 0.17751 | 0.17751 | 0.17751 | 0.17751 | 0.17751 | 0.17751 | 0.17751 | 0.17751 | 0.17751 | 0.17751 | 0.17751 | 0.17751 | 0.17751 | 0.17751 | 0.17751 | 0.17751 | 0.17751 | 0.17751 | 0.17751 | 0.17751 | 0.17751 | 0.17751 | 0.17751 | 0.17751 | 0.17751 | 0.17751 | 0.17751 | 0.17751 | 0.17751 | 0.17751 | 0.17751 | 0.17751 | 0.17751 | 0.17751 | 0.17751
Reference | 19_THA | POW_Hydro_PP | WW1218 |  |  | 0.15382 | 0.24666 | 0.17933 | 0.13023 | 0.17751 | 0.17751 | 0.17751 | 0.17751 | 0.17751 | 0.17751 | 0.17751 | 0.17751 | 0.17751 | 0.17751 | 0.17751 | 0.17751 | 0.17751 | 0.17751 | 0.17751 | 0.17751 | 0.17751 | 0.17751 | 0.17751 | 0.17751 | 0.17751 | 0.17751 | 0.17751 | 0.17751 | 0.17751 | 0.17751 | 0.17751 | 0.17751 | 0.17751 | 0.17751 | 0.17751 | 0.17751 | 0.17751 | 0.17751 | 0.17751 | 0.17751 | 0.17751 | 0.17751 | 0.17751 | 0.17751 | 0.17751 | 0.17751 | 0.17751 | 0.17751 | 0.17751 | 0.17751 | 0.17751 | 0.17751 | 0.17751 | 0.17751
Reference | 19_THA | POW_Hydro_PP | WW1824 |  |  | 0.15382 | 0.24666 | 0.17933 | 0.13023 | 0.17751 | 0.17751 | 0.17751 | 0.17751 | 0.17751 | 0.17751 | 0.17751 | 0.17751 | 0.17751 | 0.17751 | 0.17751 | 0.17751 | 0.17751 | 0.17751 | 0.17751 | 0.17751 | 0.17751 | 0.17751 | 0.17751 | 0.17751 | 0.17751 | 0.17751 | 0.17751 | 0.17751 | 0.17751 | 0.17751 | 0.17751 | 0.17751 | 0.17751 | 0.17751 | 0.17751 | 0.17751 | 0.17751 | 0.17751 | 0.17751 | 0.17751 | 0.17751 | 0.17751 | 0.17751 | 0.17751 | 0.17751 | 0.17751 | 0.17751 | 0.17751 | 0.17751 | 0.17751 | 0.17751 | 0.17751 | 0.17751 | 0.17751
Reference | 19_THA | POW_Hydro_PP | WH0006 |  |  | 0.15382 | 0.24666 | 0.17933 | 0.13023 | 0.17751 | 0.17751 | 0.17751 | 0.17751 | 0.17751 | 0.17751 | 0.17751 | 0.17751 | 0.17751 | 0.17751 | 0.17751 | 0.17751 | 0.17751 | 0.17751 | 0.17751 | 0.17751 | 0.17751 | 0.17751 | 0.17751 | 0.17751 | 0.17751 | 0.17751 | 0.17751 | 0.17751 | 0.17751 | 0.17751 | 0.17751 | 0.17751 | 0.17751 | 0.17751 | 0.17751 | 0.17751 | 0.17751 | 0.17751 | 0.17751 | 0.17751 | 0.17751 | 0.17751 | 0.17751 | 0.17751 | 0.17751 | 0.17751 | 0.17751 | 0.17751 | 0.17751 | 0.17751 | 0.17751 | 0.17751 | 0.17751 | 0.17751
Reference | 19_THA | POW_Hydro_PP | WH0612 |  |  | 0.15382 | 0.24666 | 0.17933 | 0.13023 | 0.17751 | 0.17751 | 0.17751 | 0.17751 | 0.17751 | 0.17751 | 0.17751 | 0.17751 | 0.17751 | 0.17751 | 0.17751 | 0.17751 | 0.17751 | 0.17751 | 0.17751 | 0.17751 | 0.17751 | 0.17751 | 0.17751 | 0.17751 | 0.17751 | 0.17751 | 0.17751 | 0.17751 | 0.17751 | 0.17751 | 0.17751 | 0.17751 | 0.17751 | 0.17751 | 0.17751 | 0.17751 | 0.17751 | 0.17751 | 0.17751 | 0.17751 | 0.17751 | 0.17751 | 0.17751 | 0.17751 | 0.17751 | 0.17751 | 0.17751 | 0.17751 | 0.17751 | 0.17751 | 0.17751 | 0.17751 | 0.17751 | 0.17751
Reference | 19_THA | POW_Hydro_PP | WH1218 |  |  | 0.15382 | 0.24666 | 0.17933 | 0.13023 | 0.17751 | 0.17751 | 0.17751 | 0.17751 | 0.17751 | 0.17751 | 0.17751 | 0.17751 | 0.17751 | 0.17751 | 0.17751 | 0.17751 | 0.17751 | 0.17751 | 0.17751 | 0.17751 | 0.17751 | 0.17751 | 0.17751 | 0.17751 | 0.17751 | 0.17751 | 0.17751 | 0.17751 | 0.17751 | 0.17751 | 0.17751 | 0.17751 | 0.17751 | 0.17751 | 0.17751 | 0.17751 | 0.17751 | 0.17751 | 0.17751 | 0.17751 | 0.17751 | 0.17751 | 0.17751 | 0.17751 | 0.17751 | 0.17751 | 0.17751 | 0.17751 | 0.17751 | 0.17751 | 0.17751 | 0.17751 | 0.17751 | 0.17751
Reference | 19_THA | POW_Hydro_PP | WH1824 |  |  | 0.15382 | 0.24666 | 0.17933 | 0.13023 | 0.17751 | 0.17751 | 0.17751 | 0.17751 | 0.17751 | 0.17751 | 0.17751 | 0.17751 | 0.17751 | 0.17751 | 0.17751 | 0.17751 | 0.17751 | 0.17751 | 0.17751 | 0.17751 | 0.17751 | 0.17751 | 0.17751 | 0.17751 | 0.17751 | 0.17751 | 0.17751 | 0.17751 | 0.17751 | 0.17751 | 0.17751 | 0.17751 | 0.17751 | 0.17751 | 0.17751 | 0.17751 | 0.17751 | 0.17751 | 0.17751 | 0.17751 | 0.17751 | 0.17751 | 0.17751 | 0.17751 | 0.17751 | 0.17751 | 0.17751 | 0.17751 | 0.17751 | 0.17751 | 0.17751 | 0.17751 | 0.17751 | 0.17751
Reference | 19_THA | POW_Hydro_PP | IW0006 |  |  | 0.15382 | 0.24666 | 0.17933 | 0.13023 | 0.17751 | 0.17751 | 0.17751 | 0.17751 | 0.17751 | 0.17751 | 0.17751 | 0.17751 | 0.17751 | 0.17751 | 0.17751 | 0.17751 | 0.17751 | 0.17751 | 0.17751 | 0.17751 | 0.17751 | 0.17751 | 0.17751 | 0.17751 | 0.17751 | 0.17751 | 0.17751 | 0.17751 | 0.17751 | 0.17751 | 0.17751 | 0.17751 | 0.17751 | 0.17751 | 0.17751 | 0.17751 | 0.17751 | 0.17751 | 0.17751 | 0.17751 | 0.17751 | 0.17751 | 0.17751 | 0.17751 | 0.17751 | 0.17751 | 0.17751 | 0.17751 | 0.17751 | 0.17751 | 0.17751 | 0.17751 | 0.17751 | 0.17751
Reference | 19_THA | POW_Hydro_PP | IW0612 |  |  | 0.15382 | 0.24666 | 0.17933 | 0.13023 | 0.17751 | 0.17751 | 0.17751 | 0.17751 | 0.17751 | 0.17751 | 0.17751 | 0.17751 | 0.17751 | 0.17751 | 0.17751 | 0.17751 | 0.17751 | 0.17751 | 0.17751 | 0.17751 | 0.17751 | 0.17751 | 0.17751 | 0.17751 | 0.17751 | 0.17751 | 0.17751 | 0.17751 | 0.17751 | 0.17751 | 0.17751 | 0.17751 | 0.17751 | 0.17751 | 0.17751 | 0.17751 | 0.17751 | 0.17751 | 0.17751 | 0.17751 | 0.17751 | 0.17751 | 0.17751 | 0.17751 | 0.17751 | 0.17751 | 0.17751 | 0.17751 | 0.17751 | 0.17751 | 0.17751 | 0.17751 | 0.17751 | 0.17751
Reference | 19_THA | POW_Hydro_PP | IW1218 |  |  | 0.15382 | 0.24666 | 0.17933 | 0.13023 | 0.17751 | 0.17751 | 0.17751 | 0.17751 | 0.17751 | 0.17751 | 0.17751 | 0.17751 | 0.17751 | 0.17751 | 0.17751 | 0.17751 | 0.17751 | 0.17751 | 0.17751 | 0.17751 | 0.17751 | 0.17751 | 0.17751 | 0.17751 | 0.17751 | 0.17751 | 0.17751 | 0.17751 | 0.17751 | 0.17751 | 0.17751 | 0.17751 | 0.17751 | 0.17751 | 0.17751 | 0.17751 | 0.17751 | 0.17751 | 0.17751 | 0.17751 | 0.17751 | 0.17751 | 0.17751 | 0.17751 | 0.17751 | 0.17751 | 0.17751 | 0.17751 | 0.17751 | 0.17751 | 0.17751 | 0.17751 | 0.17751 | 0.17751
Reference | 19_THA | POW_Hydro_PP | IW1824 |  |  | 0.15382 | 0.24666 | 0.17933 | 0.13023 | 0.17751 | 0.17751 | 0.17751 | 0.17751 | 0.17751 | 0.17751 | 0.17751 | 0.17751 | 0.17751 | 0.17751 | 0.17751 | 0.17751 | 0.17751 | 0.17751 | 0.17751 | 0.17751 | 0.17751 | 0.17751 | 0.17751 | 0.17751 | 0.17751 | 0.17751 | 0.17751 | 0.17751 | 0.17751 | 0.17751 | 0.17751 | 0.17751 | 0.17751 | 0.17751 | 0.17751 | 0.17751 | 0.17751 | 0.17751 | 0.17751 | 0.17751 | 0.17751 | 0.17751 | 0.17751 | 0.17751 | 0.17751 | 0.17751 | 0.17751 | 0.17751 | 0.17751 | 0.17751 | 0.17751 | 0.17751 | 0.17751 | 0.17751
Reference | 19_THA | POW_Hydro_PP | IH0006 |  |  | 0.15382 | 0.24666 | 0.17933 | 0.13023 | 0.17751 | 0.17751 | 0.17751 | 0.17751 | 0.17751 | 0.17751 | 0.17751 | 0.17751 | 0.17751 | 0.17751 | 0.17751 | 0.17751 | 0.17751 | 0.17751 | 0.17751 | 0.17751 | 0.17751 | 0.17751 | 0.17751 | 0.17751 | 0.17751 | 0.17751 | 0.17751 | 0.17751 | 0.17751 | 0.17751 | 0.17751 | 0.17751 | 0.17751 | 0.17751 | 0.17751 | 0.17751 | 0.17751 | 0.17751 | 0.17751 | 0.17751 | 0.17751 | 0.17751 | 0.17751 | 0.17751 | 0.17751 | 0.17751 | 0.17751 | 0.17751 | 0.17751 | 0.17751 | 0.17751 | 0.17751 | 0.17751 | 0.17751
Reference | 19_THA | POW_Hydro_PP | IH0612 |  |  | 0.15382 | 0.24666 | 0.17933 | 0.13023 | 0.17751 | 0.17751 | 0.17751 | 0.17751 | 0.17751 | 0.17751 | 0.17751 | 0.17751 | 0.17751 | 0.17751 | 0.17751 | 0.17751 | 0.17751 | 0.17751 | 0.17751 | 0.17751 | 0.17751 | 0.17751 | 0.17751 | 0.17751 | 0.17751 | 0.17751 | 0.17751 | 0.17751 | 0.17751 | 0.17751 | 0.17751 | 0.17751 | 0.17751 | 0.17751 | 0.17751 | 0.17751 | 0.17751 | 0.17751 | 0.17751 | 0.17751 | 0.17751 | 0.17751 | 0.17751 | 0.17751 | 0.17751 | 0.17751 | 0.17751 | 0.17751 | 0.17751 | 0.17751 | 0.17751 | 0.17751 | 0.17751 | 0.17751
Reference | 19_THA | POW_Hydro_PP | IH1218 |  |  | 0.15382 | 0.24666 | 0.17933 | 0.13023 | 0.17751 | 0.17751 | 0.17751 | 0.17751 | 0.17751 | 0.17751 | 0.17751 | 0.17751 | 0.17751 | 0.17751 | 0.17751 | 0.17751 | 0.17751 | 0.17751 | 0.17751 | 0.17751 | 0.17751 | 0.17751 | 0.17751 | 0.17751 | 0.17751 | 0.17751 | 0.17751 | 0.17751 | 0.17751 | 0.17751 | 0.17751 | 0.17751 | 0.17751 | 0.17751 | 0.17751 | 0.17751 | 0.17751 | 0.17751 | 0.17751 | 0.17751 | 0.17751 | 0.17751 | 0.17751 | 0.17751 | 0.17751 | 0.17751 | 0.17751 | 0.17751 | 0.17751 | 0.17751 | 0.17751 | 0.17751 | 0.17751 | 0.17751
Reference | 19_THA | POW_Hydro_PP | IH1824 |  |  | 0.15382 | 0.24666 | 0.17933 | 0.13023 | 0.17751 | 0.17751 | 0.17751 | 0.17751 | 0.17751 | 0.17751 | 0.17751 | 0.17751 | 0.17751 | 0.17751 | 0.17751 | 0.17751 | 0.17751 | 0.17751 | 0.17751 | 0.17751 | 0.17751 | 0.17751 | 0.17751 | 0.17751 | 0.17751 | 0.17751 | 0.17751 | 0.17751 | 0.17751 | 0.17751 | 0.17751 | 0.17751 | 0.17751 | 0.17751 | 0.17751 | 0.17751 | 0.17751 | 0.17751 | 0.17751 | 0.17751 | 0.17751 | 0.17751 | 0.17751 | 0.17751 | 0.17751 | 0.17751 | 0.17751 | 0.17751 | 0.17751 | 0.17751 | 0.17751 | 0.17751 | 0.17751 | 0.17751
Reference | 19_THA | POW_Hydro_PP | SW0006 |  |  | 0.15382 | 0.24666 | 0.17933 | 0.13023 | 0.17751 | 0.17751 | 0.17751 | 0.17751 | 0.17751 | 0.17751 | 0.17751 | 0.17751 | 0.17751 | 0.17751 | 0.17751 | 0.17751 | 0.17751 | 0.17751 | 0.17751 | 0.17751 | 0.17751 | 0.17751 | 0.17751 | 0.17751 | 0.17751 | 0.17751 | 0.17751 | 0.17751 | 0.17751 | 0.17751 | 0.17751 | 0.17751 | 0.17751 | 0.17751 | 0.17751 | 0.17751 | 0.17751 | 0.17751 | 0.17751 | 0.17751 | 0.17751 | 0.17751 | 0.17751 | 0.17751 | 0.17751 | 0.17751 | 0.17751 | 0.17751 | 0.17751 | 0.17751 | 0.17751 | 0.17751 | 0.17751 | 0.17751
Reference | 19_THA | POW_Hydro_PP | SW0612 |  |  | 0.15382 | 0.24666 | 0.17933 | 0.13023 | 0.17751 | 0.17751 | 0.17751 | 0.17751 | 0.17751 | 0.17751 | 0.17751 | 0.17751 | 0.17751 | 0.17751 | 0.17751 | 0.17751 | 0.17751 | 0.17751 | 0.17751 | 0.17751 | 0.17751 | 0.17751 | 0.17751 | 0.17751 | 0.17751 | 0.17751 | 0.17751 | 0.17751 | 0.17751 | 0.17751 | 0.17751 | 0.17751 | 0.17751 | 0.17751 | 0.17751 | 0.17751 | 0.17751 | 0.17751 | 0.17751 | 0.17751 | 0.17751 | 0.17751 | 0.17751 | 0.17751 | 0.17751 | 0.17751 | 0.17751 | 0.17751 | 0.17751 | 0.17751 | 0.17751 | 0.17751 | 0.17751 | 0.17751
Reference | 19_THA | POW_Hydro_PP | SW1218 |  |  | 0.15382 | 0.24666 | 0.17933 | 0.13023 | 0.17751 | 0.17751 | 0.17751 | 0.17751 | 0.17751 | 0.17751 | 0.17751 | 0.17751 | 0.17751 | 0.17751 | 0.17751 | 0.17751 | 0.17751 | 0.17751 | 0.17751 | 0.17751 | 0.17751 | 0.17751 | 0.17751 | 0.17751 | 0.17751 | 0.17751 | 0.17751 | 0.17751 | 0.17751 | 0.17751 | 0.17751 | 0.17751 | 0.17751 | 0.17751 | 0.17751 | 0.17751 | 0.17751 | 0.17751 | 0.17751 | 0.17751 | 0.17751 | 0.17751 | 0.17751 | 0.17751 | 0.17751 | 0.17751 | 0.17751 | 0.17751 | 0.17751 | 0.17751 | 0.17751 | 0.17751 | 0.17751 | 0.17751
Reference | 19_THA | POW_Hydro_PP | SW1824 |  |  | 0.15382 | 0.24666 | 0.17933 | 0.13023 | 0.17751 | 0.17751 | 0.17751 | 0.17751 | 0.17751 | 0.17751 | 0.17751 | 0.17751 | 0.17751 | 0.17751 | 0.17751 | 0.17751 | 0.17751 | 0.17751 | 0.17751 | 0.17751 | 0.17751 | 0.17751 | 0.17751 | 0.17751 | 0.17751 | 0.17751 | 0.17751 | 0.17751 | 0.17751 | 0.17751 | 0.17751 | 0.17751 | 0.17751 | 0.17751 | 0.17751 | 0.17751 | 0.17751 | 0.17751 | 0.17751 | 0.17751 | 0.17751 | 0.17751 | 0.17751 | 0.17751 | 0.17751 | 0.17751 | 0.17751 | 0.17751 | 0.17751 | 0.17751 | 0.17751 | 0.17751 | 0.17751 | 0.17751
Reference | 19_THA | POW_Hydro_PP | SH0006 |  |  | 0.15382 | 0.24666 | 0.17933 | 0.13023 | 0.17751 | 0.17751 | 0.17751 | 0.17751 | 0.17751 | 0.17751 | 0.17751 | 0.17751 | 0.17751 | 0.17751 | 0.17751 | 0.17751 | 0.17751 | 0.17751 | 0.17751 | 0.17751 | 0.17751 | 0.17751 | 0.17751 | 0.17751 | 0.17751 | 0.17751 | 0.17751 | 0.17751 | 0.17751 | 0.17751 | 0.17751 | 0.17751 | 0.17751 | 0.17751 | 0.17751 | 0.17751 | 0.17751 | 0.17751 | 0.17751 | 0.17751 | 0.17751 | 0.17751 | 0.17751 | 0.17751 | 0.17751 | 0.17751 | 0.17751 | 0.17751 | 0.17751 | 0.17751 | 0.17751 | 0.17751 | 0.17751 | 0.17751
Reference | 19_THA | POW_Hydro_PP | SH0612 |  |  | 0.15382 | 0.24666 | 0.17933 | 0.13023 | 0.17751 | 0.17751 | 0.17751 | 0.17751 | 0.17751 | 0.17751 | 0.17751 | 0.17751 | 0.17751 | 0.17751 | 0.17751 | 0.17751 | 0.17751 | 0.17751 | 0.17751 | 0.17751 | 0.17751 | 0.17751 | 0.17751 | 0.17751 | 0.17751 | 0.17751 | 0.17751 | 0.17751 | 0.17751 | 0.17751 | 0.17751 | 0.17751 | 0.17751 | 0.17751 | 0.17751 | 0.17751 | 0.17751 | 0.17751 | 0.17751 | 0.17751 | 0.17751 | 0.17751 | 0.17751 | 0.17751 | 0.17751 | 0.17751 | 0.17751 | 0.17751 | 0.17751 | 0.17751 | 0.17751 | 0.17751 | 0.17751 | 0.17751
Reference | 19_THA | POW_Hydro_PP | SH1218 |  |  | 0.15382 | 0.24666 | 0.17933 | 0.13023 | 0.17751 | 0.17751 | 0.17751 | 0.17751 | 0.17751 | 0.17751 | 0.17751 | 0.17751 | 0.17751 | 0.17751 | 0.17751 | 0.17751 | 0.17751 | 0.17751 | 0.17751 | 0.17751 | 0.17751 | 0.17751 | 0.17751 | 0.17751 | 0.17751 | 0.17751 | 0.17751 | 0.17751 | 0.17751 | 0.17751 | 0.17751 | 0.17751 | 0.17751 | 0.17751 | 0.17751 | 0.17751 | 0.17751 | 0.17751 | 0.17751 | 0.17751 | 0.17751 | 0.17751 | 0.17751 | 0.17751 | 0.17751 | 0.17751 | 0.17751 | 0.17751 | 0.17751 | 0.17751 | 0.17751 | 0.17751 | 0.17751 | 0.17751
Reference | 19_THA | POW_Hydro_PP | SH1824 |  |  | 0.15382 | 0.24666 | 0.17933 | 0.13023 | 0.17751 | 0.17751 | 0.17751 | 0.17751 | 0.17751 | 0.17751 | 0.17751 | 0.17751 | 0.17751 | 0.17751 | 0.17751 | 0.17751 | 0.17751 | 0.17751 | 0.17751 | 0.17751 | 0.17751 | 0.17751 | 0.17751 | 0.17751 | 0.17751 | 0.17751 | 0.17751 | 0.17751 | 0.17751 | 0.17751 | 0.17751 | 0.17751 | 0.17751 | 0.17751 | 0.17751 | 0.17751 | 0.17751 | 0.17751 | 0.17751 | 0.17751 | 0.17751 | 0.17751 | 0.17751 | 0.17751 | 0.17751 | 0.17751 | 0.17751 | 0.17751 | 0.17751 | 0.17751 | 0.17751 | 0.17751 | 0.17751 | 0.17751
Reference | 19_THA | POW_Geothermal_PP | WW0006 |  |  | 0.53272 | 0.57078 | 0.47419 | 0.41857 | 0.41857 | 0.41857 | 0.41857 | 0.41857 | 0.41857 | 0.41857 | 0.41857 | 0.41857 | 0.41857 | 0.41857 | 0.41857 | 0.41857 | 0.41857 | 0.41857 | 0.41857 | 0.41857 | 0.41857 | 0.41857 | 0.41857 | 0.41857 | 0.41857 | 0.41857 | 0.41857 | 0.41857 | 0.41857 | 0.41857 | 0.41857 | 0.41857 | 0.41857 | 0.41857 | 0.41857 | 0.41857 | 0.41857 | 0.41857 | 0.41857 | 0.41857 | 0.41857 | 0.41857 | 0.41857 | 0.41857 | 0.41857 | 0.41857 | 0.41857 | 0.41857 | 0.41857 | 0.41857 | 0.41857 | 0.41857 | 0.41857 | 0.41857
Reference | 19_THA | POW_Geothermal_PP | WW0612 |  |  | 0.53272 | 0.57078 | 0.47419 | 0.41857 | 0.41857 | 0.41857 | 0.41857 | 0.41857 | 0.41857 | 0.41857 | 0.41857 | 0.41857 | 0.41857 | 0.41857 | 0.41857 | 0.41857 | 0.41857 | 0.41857 | 0.41857 | 0.41857 | 0.41857 | 0.41857 | 0.41857 | 0.41857 | 0.41857 | 0.41857 | 0.41857 | 0.41857 | 0.41857 | 0.41857 | 0.41857 | 0.41857 | 0.41857 | 0.41857 | 0.41857 | 0.41857 | 0.41857 | 0.41857 | 0.41857 | 0.41857 | 0.41857 | 0.41857 | 0.41857 | 0.41857 | 0.41857 | 0.41857 | 0.41857 | 0.41857 | 0.41857 | 0.41857 | 0.41857 | 0.41857 | 0.41857 | 0.41857
Reference | 19_THA | POW_Geothermal_PP | WW1218 |  |  | 0.53272 | 0.57078 | 0.47419 | 0.41857 | 0.41857 | 0.41857 | 0.41857 | 0.41857 | 0.41857 | 0.41857 | 0.41857 | 0.41857 | 0.41857 | 0.41857 | 0.41857 | 0.41857 | 0.41857 | 0.41857 | 0.41857 | 0.41857 | 0.41857 | 0.41857 | 0.41857 | 0.41857 | 0.41857 | 0.41857 | 0.41857 | 0.41857 | 0.41857 | 0.41857 | 0.41857 | 0.41857 | 0.41857 | 0.41857 | 0.41857 | 0.41857 | 0.41857 | 0.41857 | 0.41857 | 0.41857 | 0.41857 | 0.41857 | 0.41857 | 0.41857 | 0.41857 | 0.41857 | 0.41857 | 0.41857 | 0.41857 | 0.41857 | 0.41857 | 0.41857 | 0.41857 | 0.41857
Reference | 19_THA | POW_Geothermal_PP | WW1824 |  |  | 0.53272 | 0.57078 | 0.47419 | 0.41857 | 0.41857 | 0.41857 | 0.41857 | 0.41857 | 0.41857 | 0.41857 | 0.41857 | 0.41857 | 0.41857 | 0.41857 | 0.41857 | 0.41857 | 0.41857 | 0.41857 | 0.41857 | 0.41857 | 0.41857 | 0.41857 | 0.41857 | 0.41857 | 0.41857 | 0.41857 | 0.41857 | 0.41857 | 0.41857 | 0.41857 | 0.41857 | 0.41857 | 0.41857 | 0.41857 | 0.41857 | 0.41857 | 0.41857 | 0.41857 | 0.41857 | 0.41857 | 0.41857 | 0.41857 | 0.41857 | 0.41857 | 0.41857 | 0.41857 | 0.41857 | 0.41857 | 0.41857 | 0.41857 | 0.41857 | 0.41857 | 0.41857 | 0.41857
Reference | 19_THA | POW_Geothermal_PP | WH0006 |  |  | 0.53272 | 0.57078 | 0.47419 | 0.41857 | 0.41857 | 0.41857 | 0.41857 | 0.41857 | 0.41857 | 0.41857 | 0.41857 | 0.41857 | 0.41857 | 0.41857 | 0.41857 | 0.41857 | 0.41857 | 0.41857 | 0.41857 | 0.41857 | 0.41857 | 0.41857 | 0.41857 | 0.41857 | 0.41857 | 0.41857 | 0.41857 | 0.41857 | 0.41857 | 0.41857 | 0.41857 | 0.41857 | 0.41857 | 0.41857 | 0.41857 | 0.41857 | 0.41857 | 0.41857 | 0.41857 | 0.41857 | 0.41857 | 0.41857 | 0.41857 | 0.41857 | 0.41857 | 0.41857 | 0.41857 | 0.41857 | 0.41857 | 0.41857 | 0.41857 | 0.41857 | 0.41857 | 0.41857
Reference | 19_THA | POW_Geothermal_PP | WH0612 |  |  | 0.53272 | 0.57078 | 0.47419 | 0.41857 | 0.41857 | 0.41857 | 0.41857 | 0.41857 | 0.41857 | 0.41857 | 0.41857 | 0.41857 | 0.41857 | 0.41857 | 0.41857 | 0.41857 | 0.41857 | 0.41857 | 0.41857 | 0.41857 | 0.41857 | 0.41857 | 0.41857 | 0.41857 | 0.41857 | 0.41857 | 0.41857 | 0.41857 | 0.41857 | 0.41857 | 0.41857 | 0.41857 | 0.41857 | 0.41857 | 0.41857 | 0.41857 | 0.41857 | 0.41857 | 0.41857 | 0.41857 | 0.41857 | 0.41857 | 0.41857 | 0.41857 | 0.41857 | 0.41857 | 0.41857 | 0.41857 | 0.41857 | 0.41857 | 0.41857 | 0.41857 | 0.41857 | 0.41857
Reference | 19_THA | POW_Geothermal_PP | WH1218 |  |  | 0.53272 | 0.57078 | 0.47419 | 0.41857 | 0.41857 | 0.41857 | 0.41857 | 0.41857 | 0.41857 | 0.41857 | 0.41857 | 0.41857 | 0.41857 | 0.41857 | 0.41857 | 0.41857 | 0.41857 | 0.41857 | 0.41857 | 0.41857 | 0.41857 | 0.41857 | 0.41857 | 0.41857 | 0.41857 | 0.41857 | 0.41857 | 0.41857 | 0.41857 | 0.41857 | 0.41857 | 0.41857 | 0.41857 | 0.41857 | 0.41857 | 0.41857 | 0.41857 | 0.41857 | 0.41857 | 0.41857 | 0.41857 | 0.41857 | 0.41857 | 0.41857 | 0.41857 | 0.41857 | 0.41857 | 0.41857 | 0.41857 | 0.41857 | 0.41857 | 0.41857 | 0.41857 | 0.41857
Reference | 19_THA | POW_Geothermal_PP | WH1824 |  |  | 0.53272 | 0.57078 | 0.47419 | 0.41857 | 0.41857 | 0.41857 | 0.41857 | 0.41857 | 0.41857 | 0.41857 | 0.41857 | 0.41857 | 0.41857 | 0.41857 | 0.41857 | 0.41857 | 0.41857 | 0.41857 | 0.41857 | 0.41857 | 0.41857 | 0.41857 | 0.41857 | 0.41857 | 0.41857 | 0.41857 | 0.41857 | 0.41857 | 0.41857 | 0.41857 | 0.41857 | 0.41857 | 0.41857 | 0.41857 | 0.41857 | 0.41857 | 0.41857 | 0.41857 | 0.41857 | 0.41857 | 0.41857 | 0.41857 | 0.41857 | 0.41857 | 0.41857 | 0.41857 | 0.41857 | 0.41857 | 0.41857 | 0.41857 | 0.41857 | 0.41857 | 0.41857 | 0.41857
Reference | 19_THA | POW_Geothermal_PP | IW0006 |  |  | 0.53272 | 0.57078 | 0.47419 | 0.41857 | 0.41857 | 0.41857 | 0.41857 | 0.41857 | 0.41857 | 0.41857 | 0.41857 | 0.41857 | 0.41857 | 0.41857 | 0.41857 | 0.41857 | 0.41857 | 0.41857 | 0.41857 | 0.41857 | 0.41857 | 0.41857 | 0.41857 | 0.41857 | 0.41857 | 0.41857 | 0.41857 | 0.41857 | 0.41857 | 0.41857 | 0.41857 | 0.41857 | 0.41857 | 0.41857 | 0.41857 | 0.41857 | 0.41857 | 0.41857 | 0.41857 | 0.41857 | 0.41857 | 0.41857 | 0.41857 | 0.41857 | 0.41857 | 0.41857 | 0.41857 | 0.41857 | 0.41857 | 0.41857 | 0.41857 | 0.41857 | 0.41857 | 0.41857
Reference | 19_THA | POW_Geothermal_PP | IW0612 |  |  | 0.53272 | 0.57078 | 0.47419 | 0.41857 | 0.41857 | 0.41857 | 0.41857 | 0.41857 | 0.41857 | 0.41857 | 0.41857 | 0.41857 | 0.41857 | 0.41857 | 0.41857 | 0.41857 | 0.41857 | 0.41857 | 0.41857 | 0.41857 | 0.41857 | 0.41857 | 0.41857 | 0.41857 | 0.41857 | 0.41857 | 0.41857 | 0.41857 | 0.41857 | 0.41857 | 0.41857 | 0.41857 | 0.41857 | 0.41857 | 0.41857 | 0.41857 | 0.41857 | 0.41857 | 0.41857 | 0.41857 | 0.41857 | 0.41857 | 0.41857 | 0.41857 | 0.41857 | 0.41857 | 0.41857 | 0.41857 | 0.41857 | 0.41857 | 0.41857 | 0.41857 | 0.41857 | 0.41857
Reference | 19_THA | POW_Geothermal_PP | IW1218 |  |  | 0.53272 | 0.57078 | 0.47419 | 0.41857 | 0.41857 | 0.41857 | 0.41857 | 0.41857 | 0.41857 | 0.41857 | 0.41857 | 0.41857 | 0.41857 | 0.41857 | 0.41857 | 0.41857 | 0.41857 | 0.41857 | 0.41857 | 0.41857 | 0.41857 | 0.41857 | 0.41857 | 0.41857 | 0.41857 | 0.41857 | 0.41857 | 0.41857 | 0.41857 | 0.41857 | 0.41857 | 0.41857 | 0.41857 | 0.41857 | 0.41857 | 0.41857 | 0.41857 | 0.41857 | 0.41857 | 0.41857 | 0.41857 | 0.41857 | 0.41857 | 0.41857 | 0.41857 | 0.41857 | 0.41857 | 0.41857 | 0.41857 | 0.41857 | 0.41857 | 0.41857 | 0.41857 | 0.41857
Reference | 19_THA | POW_Geothermal_PP | IW1824 |  |  | 0.53272 | 0.57078 | 0.47419 | 0.41857 | 0.41857 | 0.41857 | 0.41857 | 0.41857 | 0.41857 | 0.41857 | 0.41857 | 0.41857 | 0.41857 | 0.41857 | 0.41857 | 0.41857 | 0.41857 | 0.41857 | 0.41857 | 0.41857 | 0.41857 | 0.41857 | 0.41857 | 0.41857 | 0.41857 | 0.41857 | 0.41857 | 0.41857 | 0.41857 | 0.41857 | 0.41857 | 0.41857 | 0.41857 | 0.41857 | 0.41857 | 0.41857 | 0.41857 | 0.41857 | 0.41857 | 0.41857 | 0.41857 | 0.41857 | 0.41857 | 0.41857 | 0.41857 | 0.41857 | 0.41857 | 0.41857 | 0.41857 | 0.41857 | 0.41857 | 0.41857 | 0.41857 | 0.41857
Reference | 19_THA | POW_Geothermal_PP | IH0006 |  |  | 0.53272 | 0.57078 | 0.47419 | 0.41857 | 0.41857 | 0.41857 | 0.41857 | 0.41857 | 0.41857 | 0.41857 | 0.41857 | 0.41857 | 0.41857 | 0.41857 | 0.41857 | 0.41857 | 0.41857 | 0.41857 | 0.41857 | 0.41857 | 0.41857 | 0.41857 | 0.41857 | 0.41857 | 0.41857 | 0.41857 | 0.41857 | 0.41857 | 0.41857 | 0.41857 | 0.41857 | 0.41857 | 0.41857 | 0.41857 | 0.41857 | 0.41857 | 0.41857 | 0.41857 | 0.41857 | 0.41857 | 0.41857 | 0.41857 | 0.41857 | 0.41857 | 0.41857 | 0.41857 | 0.41857 | 0.41857 | 0.41857 | 0.41857 | 0.41857 | 0.41857 | 0.41857 | 0.41857
Reference | 19_THA | POW_Geothermal_PP | IH0612 |  |  | 0.53272 | 0.57078 | 0.47419 | 0.41857 | 0.41857 | 0.41857 | 0.41857 | 0.41857 | 0.41857 | 0.41857 | 0.41857 | 0.41857 | 0.41857 | 0.41857 | 0.41857 | 0.41857 | 0.41857 | 0.41857 | 0.41857 | 0.41857 | 0.41857 | 0.41857 | 0.41857 | 0.41857 | 0.41857 | 0.41857 | 0.41857 | 0.41857 | 0.41857 | 0.41857 | 0.41857 | 0.41857 | 0.41857 | 0.41857 | 0.41857 | 0.41857 | 0.41857 | 0.41857 | 0.41857 | 0.41857 | 0.41857 | 0.41857 | 0.41857 | 0.41857 | 0.41857 | 0.41857 | 0.41857 | 0.41857 | 0.41857 | 0.41857 | 0.41857 | 0.41857 | 0.41857 | 0.41857
Reference | 19_THA | POW_Geothermal_PP | IH1218 |  |  | 0.53272 | 0.57078 | 0.47419 | 0.41857 | 0.41857 | 0.41857 | 0.41857 | 0.41857 | 0.41857 | 0.41857 | 0.41857 | 0.41857 | 0.41857 | 0.41857 | 0.41857 | 0.41857 | 0.41857 | 0.41857 | 0.41857 | 0.41857 | 0.41857 | 0.41857 | 0.41857 | 0.41857 | 0.41857 | 0.41857 | 0.41857 | 0.41857 | 0.41857 | 0.41857 | 0.41857 | 0.41857 | 0.41857 | 0.41857 | 0.41857 | 0.41857 | 0.41857 | 0.41857 | 0.41857 | 0.41857 | 0.41857 | 0.41857 | 0.41857 | 0.41857 | 0.41857 | 0.41857 | 0.41857 | 0.41857 | 0.41857 | 0.41857 | 0.41857 | 0.41857 | 0.41857 | 0.41857
Reference | 19_THA | POW_Geothermal_PP | IH1824 |  |  | 0.53272 | 0.57078 | 0.47419 | 0.41857 | 0.41857 | 0.41857 | 0.41857 | 0.41857 | 0.41857 | 0.41857 | 0.41857 | 0.41857 | 0.41857 | 0.41857 | 0.41857 | 0.41857 | 0.41857 | 0.41857 | 0.41857 | 0.41857 | 0.41857 | 0.41857 | 0.41857 | 0.41857 | 0.41857 | 0.41857 | 0.41857 | 0.41857 | 0.41857 | 0.41857 | 0.41857 | 0.41857 | 0.41857 | 0.41857 | 0.41857 | 0.41857 | 0.41857 | 0.41857 | 0.41857 | 0.41857 | 0.41857 | 0.41857 | 0.41857 | 0.41857 | 0.41857 | 0.41857 | 0.41857 | 0.41857 | 0.41857 | 0.41857 | 0.41857 | 0.41857 | 0.41857 | 0.41857
Reference | 19_THA | POW_Geothermal_PP | SW0006 |  |  | 0.53272 | 0.57078 | 0.47419 | 0.41857 | 0.41857 | 0.41857 | 0.41857 | 0.41857 | 0.41857 | 0.41857 | 0.41857 | 0.41857 | 0.41857 | 0.41857 | 0.41857 | 0.41857 | 0.41857 | 0.41857 | 0.41857 | 0.41857 | 0.41857 | 0.41857 | 0.41857 | 0.41857 | 0.41857 | 0.41857 | 0.41857 | 0.41857 | 0.41857 | 0.41857 | 0.41857 | 0.41857 | 0.41857 | 0.41857 | 0.41857 | 0.41857 | 0.41857 | 0.41857 | 0.41857 | 0.41857 | 0.41857 | 0.41857 | 0.41857 | 0.41857 | 0.41857 | 0.41857 | 0.41857 | 0.41857 | 0.41857 | 0.41857 | 0.41857 | 0.41857 | 0.41857 | 0.41857
Reference | 19_THA | POW_Geothermal_PP | SW0612 |  |  | 0.53272 | 0.57078 | 0.47419 | 0.41857 | 0.41857 | 0.41857 | 0.41857 | 0.41857 | 0.41857 | 0.41857 | 0.41857 | 0.41857 | 0.41857 | 0.41857 | 0.41857 | 0.41857 | 0.41857 | 0.41857 | 0.41857 | 0.41857 | 0.41857 | 0.41857 | 0.41857 | 0.41857 | 0.41857 | 0.41857 | 0.41857 | 0.41857 | 0.41857 | 0.41857 | 0.41857 | 0.41857 | 0.41857 | 0.41857 | 0.41857 | 0.41857 | 0.41857 | 0.41857 | 0.41857 | 0.41857 | 0.41857 | 0.41857 | 0.41857 | 0.41857 | 0.41857 | 0.41857 | 0.41857 | 0.41857 | 0.41857 | 0.41857 | 0.41857 | 0.41857 | 0.41857 | 0.41857
Reference | 19_THA | POW_Geothermal_PP | SW1218 |  |  | 0.53272 | 0.57078 | 0.47419 | 0.41857 | 0.41857 | 0.41857 | 0.41857 | 0.41857 | 0.41857 | 0.41857 | 0.41857 | 0.41857 | 0.41857 | 0.41857 | 0.41857 | 0.41857 | 0.41857 | 0.41857 | 0.41857 | 0.41857 | 0.41857 | 0.41857 | 0.41857 | 0.41857 | 0.41857 | 0.41857 | 0.41857 | 0.41857 | 0.41857 | 0.41857 | 0.41857 | 0.41857 | 0.41857 | 0.41857 | 0.41857 | 0.41857 | 0.41857 | 0.41857 | 0.41857 | 0.41857 | 0.41857 | 0.41857 | 0.41857 | 0.41857 | 0.41857 | 0.41857 | 0.41857 | 0.41857 | 0.41857 | 0.41857 | 0.41857 | 0.41857 | 0.41857 | 0.41857
Reference | 19_THA | POW_Geothermal_PP | SW1824 |  |  | 0.53272 | 0.57078 | 0.47419 | 0.41857 | 0.41857 | 0.41857 | 0.41857 | 0.41857 | 0.41857 | 0.41857 | 0.41857 | 0.41857 | 0.41857 | 0.41857 | 0.41857 | 0.41857 | 0.41857 | 0.41857 | 0.41857 | 0.41857 | 0.41857 | 0.41857 | 0.41857 | 0.41857 | 0.41857 | 0.41857 | 0.41857 | 0.41857 | 0.41857 | 0.41857 | 0.41857 | 0.41857 | 0.41857 | 0.41857 | 0.41857 | 0.41857 | 0.41857 | 0.41857 | 0.41857 | 0.41857 | 0.41857 | 0.41857 | 0.41857 | 0.41857 | 0.41857 | 0.41857 | 0.41857 | 0.41857 | 0.41857 | 0.41857 | 0.41857 | 0.41857 | 0.41857 | 0.41857
Reference | 19_THA | POW_Geothermal_PP | SH0006 |  |  | 0.53272 | 0.57078 | 0.47419 | 0.41857 | 0.41857 | 0.41857 | 0.41857 | 0.41857 | 0.41857 | 0.41857 | 0.41857 | 0.41857 | 0.41857 | 0.41857 | 0.41857 | 0.41857 | 0.41857 | 0.41857 | 0.41857 | 0.41857 | 0.41857 | 0.41857 | 0.41857 | 0.41857 | 0.41857 | 0.41857 | 0.41857 | 0.41857 | 0.41857 | 0.41857 | 0.41857 | 0.41857 | 0.41857 | 0.41857 | 0.41857 | 0.41857 | 0.41857 | 0.41857 | 0.41857 | 0.41857 | 0.41857 | 0.41857 | 0.41857 | 0.41857 | 0.41857 | 0.41857 | 0.41857 | 0.41857 | 0.41857 | 0.41857 | 0.41857 | 0.41857 | 0.41857 | 0.41857
Reference | 19_THA | POW_Geothermal_PP | SH0612 |  |  | 0.53272 | 0.57078 | 0.47419 | 0.41857 | 0.41857 | 0.41857 | 0.41857 | 0.41857 | 0.41857 | 0.41857 | 0.41857 | 0.41857 | 0.41857 | 0.41857 | 0.41857 | 0.41857 | 0.41857 | 0.41857 | 0.41857 | 0.41857 | 0.41857 | 0.41857 | 0.41857 | 0.41857 | 0.41857 | 0.41857 | 0.41857 | 0.41857 | 0.41857 | 0.41857 | 0.41857 | 0.41857 | 0.41857 | 0.41857 | 0.41857 | 0.41857 | 0.41857 | 0.41857 | 0.41857 | 0.41857 | 0.41857 | 0.41857 | 0.41857 | 0.41857 | 0.41857 | 0.41857 | 0.41857 | 0.41857 | 0.41857 | 0.41857 | 0.41857 | 0.41857 | 0.41857 | 0.41857
Reference | 19_THA | POW_Geothermal_PP | SH1218 |  |  | 0.53272 | 0.57078 | 0.47419 | 0.41857 | 0.41857 | 0.41857 | 0.41857 | 0.41857 | 0.41857 | 0.41857 | 0.41857 | 0.41857 | 0.41857 | 0.41857 | 0.41857 | 0.41857 | 0.41857 | 0.41857 | 0.41857 | 0.41857 | 0.41857 | 0.41857 | 0.41857 | 0.41857 | 0.41857 | 0.41857 | 0.41857 | 0.41857 | 0.41857 | 0.41857 | 0.41857 | 0.41857 | 0.41857 | 0.41857 | 0.41857 | 0.41857 | 0.41857 | 0.41857 | 0.41857 | 0.41857 | 0.41857 | 0.41857 | 0.41857 | 0.41857 | 0.41857 | 0.41857 | 0.41857 | 0.41857 | 0.41857 | 0.41857 | 0.41857 | 0.41857 | 0.41857 | 0.41857
Reference | 19_THA | POW_Geothermal_PP | SH1824 |  |  | 0.53272 | 0.57078 | 0.47419 | 0.41857 | 0.41857 | 0.41857 | 0.41857 | 0.41857 | 0.41857 | 0.41857 | 0.41857 | 0.41857 | 0.41857 | 0.41857 | 0.41857 | 0.41857 | 0.41857 | 0.41857 | 0.41857 | 0.41857 | 0.41857 | 0.41857 | 0.41857 | 0.41857 | 0.41857 | 0.41857 | 0.41857 | 0.41857 | 0.41857 | 0.41857 | 0.41857 | 0.41857 | 0.41857 | 0.41857 | 0.41857 | 0.41857 | 0.41857 | 0.41857 | 0.41857 | 0.41857 | 0.41857 | 0.41857 | 0.41857 | 0.41857 | 0.41857 | 0.41857 | 0.41857 | 0.41857 | 0.41857 | 0.41857 | 0.41857 | 0.41857 | 0.41857 | 0.41857
Reference | 19_THA | POW_SolarPV_PP | WW0006 |  |  | 0 | 0 | 0 | 0 | 0 | 0 | 0 | 0 | 0 | 0 | 0 | 0 | 0 | 0 | 0 | 0 | 0 | 0 | 0 | 0 | 0 | 0 | 0 | 0 | 0 | 0 | 0 | 0 | 0 | 0 | 0 | 0 | 0 | 0 | 0 | 0 | 0 | 0 | 0 | 0 | 0 | 0 | 0 | 0 | 0 | 0 | 0 | 0 | 0 | 0 | 0 | 0 | 0 | 0
Reference | 19_THA | POW_SolarPV_PP | WW0612 |  |  | 0.34183 | 0.34183 | 0.34183 | 0.34183 | 0.34183 | 0.34183 | 0.34183 | 0.34183 | 0.34183 | 0.34183 | 0.34183 | 0.34183 | 0.34183 | 0.34183 | 0.34183 | 0.34183 | 0.34183 | 0.34183 | 0.34183 | 0.34183 | 0.34183 | 0.34183 | 0.34183 | 0.34183 | 0.34183 | 0.34183 | 0.34183 | 0.34183 | 0.34183 | 0.34183 | 0.34183 | 0.34183 | 0.34183 | 0.34183 | 0.34183 | 0.34183 | 0.34183 | 0.34183 | 0.34183 | 0.34183 | 0.34183 | 0.34183 | 0.34183 | 0.34183 | 0.34183 | 0.34183 | 0.34183 | 0.34183 | 0.34183 | 0.34183 | 0.34183 | 0.34183 | 0.34183 | 0.34183
Reference | 19_THA | POW_SolarPV_PP | WW1218 |  |  | 0.43562 | 0.43562 | 0.43562 | 0.43562 | 0.43562 | 0.43562 | 0.43562 | 0.43562 | 0.43562 | 0.43562 | 0.43562 | 0.43562 | 0.43562 | 0.43562 | 0.43562 | 0.43562 | 0.43562 | 0.43562 | 0.43562 | 0.43562 | 0.43562 | 0.43562 | 0.43562 | 0.43562 | 0.43562 | 0.43562 | 0.43562 | 0.43562 | 0.43562 | 0.43562 | 0.43562 | 0.43562 | 0.43562 | 0.43562 | 0.43562 | 0.43562 | 0.43562 | 0.43562 | 0.43562 | 0.43562 | 0.43562 | 0.43562 | 0.43562 | 0.43562 | 0.43562 | 0.43562 | 0.43562 | 0.43562 | 0.43562 | 0.43562 | 0.43562 | 0.43562 | 0.43562 | 0.43562
Reference | 19_THA | POW_SolarPV_PP | WW1824 |  |  | 3.22e-05 | 3.22e-05 | 3.22e-05 | 3.22e-05 | 3.22e-05 | 3.22e-05 | 3.22e-05 | 3.22e-05 | 3.22e-05 | 3.22e-05 | 3.22e-05 | 3.22e-05 | 3.22e-05 | 3.22e-05 | 3.22e-05 | 3.22e-05 | 3.22e-05 | 3.22e-05 | 3.22e-05 | 3.22e-05 | 3.22e-05 | 3.22e-05 | 3.22e-05 | 3.22e-05 | 3.22e-05 | 3.22e-05 | 3.22e-05 | 3.22e-05 | 3.22e-05 | 3.22e-05 | 3.22e-05 | 3.22e-05 | 3.22e-05 | 3.22e-05 | 3.22e-05 | 3.22e-05 | 3.22e-05 | 3.22e-05 | 3.22e-05 | 3.22e-05 | 3.22e-05 | 3.22e-05 | 3.22e-05 | 3.22e-05 | 3.22e-05 | 3.22e-05 | 3.22e-05 | 3.22e-05 | 3.22e-05 | 3.22e-05 | 3.22e-05 | 3.22e-05 | 3.22e-05 | 3.22e-05
Reference | 19_THA | POW_SolarPV_PP | WH0006 |  |  | 0 | 0 | 0 | 0 | 0 | 0 | 0 | 0 | 0 | 0 | 0 | 0 | 0 | 0 | 0 | 0 | 0 | 0 | 0 | 0 | 0 | 0 | 0 | 0 | 0 | 0 | 0 | 0 | 0 | 0 | 0 | 0 | 0 | 0 | 0 | 0 | 0 | 0 | 0 | 0 | 0 | 0 | 0 | 0 | 0 | 0 | 0 | 0 | 0 | 0 | 0 | 0 | 0 | 0
Reference | 19_THA | POW_SolarPV_PP | WH0612 |  |  | 0.34183 | 0.34183 | 0.34183 | 0.34183 | 0.34183 | 0.34183 | 0.34183 | 0.34183 | 0.34183 | 0.34183 | 0.34183 | 0.34183 | 0.34183 | 0.34183 | 0.34183 | 0.34183 | 0.34183 | 0.34183 | 0.34183 | 0.34183 | 0.34183 | 0.34183 | 0.34183 | 0.34183 | 0.34183 | 0.34183 | 0.34183 | 0.34183 | 0.34183 | 0.34183 | 0.34183 | 0.34183 | 0.34183 | 0.34183 | 0.34183 | 0.34183 | 0.34183 | 0.34183 | 0.34183 | 0.34183 | 0.34183 | 0.34183 | 0.34183 | 0.34183 | 0.34183 | 0.34183 | 0.34183 | 0.34183 | 0.34183 | 0.34183 | 0.34183 | 0.34183 | 0.34183 | 0.34183
Reference | 19_THA | POW_SolarPV_PP | WH1218 |  |  | 0.43562 | 0.43562 | 0.43562 | 0.43562 | 0.43562 | 0.43562 | 0.43562 | 0.43562 | 0.43562 | 0.43562 | 0.43562 | 0.43562 | 0.43562 | 0.43562 | 0.43562 | 0.43562 | 0.43562 | 0.43562 | 0.43562 | 0.43562 | 0.43562 | 0.43562 | 0.43562 | 0.43562 | 0.43562 | 0.43562 | 0.43562 | 0.43562 | 0.43562 | 0.43562 | 0.43562 | 0.43562 | 0.43562 | 0.43562 | 0.43562 | 0.43562 | 0.43562 | 0.43562 | 0.43562 | 0.43562 | 0.43562 | 0.43562 | 0.43562 | 0.43562 | 0.43562 | 0.43562 | 0.43562 | 0.43562 | 0.43562 | 0.43562 | 0.43562 | 0.43562 | 0.43562 | 0.43562
Reference | 19_THA | POW_SolarPV_PP | WH1824 |  |  | 3.22e-05 | 3.22e-05 | 3.22e-05 | 3.22e-05 | 3.22e-05 | 3.22e-05 | 3.22e-05 | 3.22e-05 | 3.22e-05 | 3.22e-05 | 3.22e-05 | 3.22e-05 | 3.22e-05 | 3.22e-05 | 3.22e-05 | 3.22e-05 | 3.22e-05 | 3.22e-05 | 3.22e-05 | 3.22e-05 | 3.22e-05 | 3.22e-05 | 3.22e-05 | 3.22e-05 | 3.22e-05 | 3.22e-05 | 3.22e-05 | 3.22e-05 | 3.22e-05 | 3.22e-05 | 3.22e-05 | 3.22e-05 | 3.22e-05 | 3.22e-05 | 3.22e-05 | 3.22e-05 | 3.22e-05 | 3.22e-05 | 3.22e-05 | 3.22e-05 | 3.22e-05 | 3.22e-05 | 3.22e-05 | 3.22e-05 | 3.22e-05 | 3.22e-05 | 3.22e-05 | 3.22e-05 | 3.22e-05 | 3.22e-05 | 3.22e-05 | 3.22e-05 | 3.22e-05 | 3.22e-05
Reference | 19_THA | POW_SolarPV_PP | IW0006 |  |  | 0 | 0 | 0 | 0 | 0 | 0 | 0 | 0 | 0 | 0 | 0 | 0 | 0 | 0 | 0 | 0 | 0 | 0 | 0 | 0 | 0 | 0 | 0 | 0 | 0 | 0 | 0 | 0 | 0 | 0 | 0 | 0 | 0 | 0 | 0 | 0 | 0 | 0 | 0 | 0 | 0 | 0 | 0 | 0 | 0 | 0 | 0 | 0 | 0 | 0 | 0 | 0 | 0 | 0
Reference | 19_THA | POW_SolarPV_PP | IW0612 |  |  | 0.3456 | 0.3456 | 0.3456 | 0.3456 | 0.3456 | 0.3456 | 0.3456 | 0.3456 | 0.3456 | 0.3456 | 0.3456 | 0.3456 | 0.3456 | 0.3456 | 0.3456 | 0.3456 | 0.3456 | 0.3456 | 0.3456 | 0.3456 | 0.3456 | 0.3456 | 0.3456 | 0.3456 | 0.3456 | 0.3456 | 0.3456 | 0.3456 | 0.3456 | 0.3456 | 0.3456 | 0.3456 | 0.3456 | 0.3456 | 0.3456 | 0.3456 | 0.3456 | 0.3456 | 0.3456 | 0.3456 | 0.3456 | 0.3456 | 0.3456 | 0.3456 | 0.3456 | 0.3456 | 0.3456 | 0.3456 | 0.3456 | 0.3456 | 0.3456 | 0.3456 | 0.3456 | 0.3456
Reference | 19_THA | POW_SolarPV_PP | IW1218 |  |  | 0.37991 | 0.37991 | 0.37991 | 0.37991 | 0.37991 | 0.37991 | 0.37991 | 0.37991 | 0.37991 | 0.37991 | 0.37991 | 0.37991 | 0.37991 | 0.37991 | 0.37991 | 0.37991 | 0.37991 | 0.37991 | 0.37991 | 0.37991 | 0.37991 | 0.37991 | 0.37991 | 0.37991 | 0.37991 | 0.37991 | 0.37991 | 0.37991 | 0.37991 | 0.37991 | 0.37991 | 0.37991 | 0.37991 | 0.37991 | 0.37991 | 0.37991 | 0.37991 | 0.37991 | 0.37991 | 0.37991 | 0.37991 | 0.37991 | 0.37991 | 0.37991 | 0.37991 | 0.37991 | 0.37991 | 0.37991 | 0.37991 | 0.37991 | 0.37991 | 0.37991 | 0.37991 | 0.37991
Reference | 19_THA | POW_SolarPV_PP | IW1824 |  |  | 0.00027472 | 0.00027472 | 0.00027472 | 0.00027472 | 0.00027472 | 0.00027472 | 0.00027472 | 0.00027472 | 0.00027472 | 0.00027472 | 0.00027472 | 0.00027472 | 0.00027472 | 0.00027472 | 0.00027472 | 0.00027472 | 0.00027472 | 0.00027472 | 0.00027472 | 0.00027472 | 0.00027472 | 0.00027472 | 0.00027472 | 0.00027472 | 0.00027472 | 0.00027472 | 0.00027472 | 0.00027472 | 0.00027472 | 0.00027472 | 0.00027472 | 0.00027472 | 0.00027472 | 0.00027472 | 0.00027472 | 0.00027472 | 0.00027472 | 0.00027472 | 0.00027472 | 0.00027472 | 0.00027472 | 0.00027472 | 0.00027472 | 0.00027472 | 0.00027472 | 0.00027472 | 0.00027472 | 0.00027472 | 0.00027472 | 0.00027472 | 0.00027472 | 0.00027472 | 0.00027472 | 0.00027472
Reference | 19_THA | POW_SolarPV_PP | IH0006 |  |  | 0 | 0 | 0 | 0 | 0 | 0 | 0 | 0 | 0 | 0 | 0 | 0 | 0 | 0 | 0 | 0 | 0 | 0 | 0 | 0 | 0 | 0 | 0 | 0 | 0 | 0 | 0 | 0 | 0 | 0 | 0 | 0 | 0 | 0 | 0 | 0 | 0 | 0 | 0 | 0 | 0 | 0 | 0 | 0 | 0 | 0 | 0 | 0 | 0 | 0 | 0 | 0 | 0 | 0
Reference | 19_THA | POW_SolarPV_PP | IH0612 |  |  | 0.3456 | 0.3456 | 0.3456 | 0.3456 | 0.3456 | 0.3456 | 0.3456 | 0.3456 | 0.3456 | 0.3456 | 0.3456 | 0.3456 | 0.3456 | 0.3456 | 0.3456 | 0.3456 | 0.3456 | 0.3456 | 0.3456 | 0.3456 | 0.3456 | 0.3456 | 0.3456 | 0.3456 | 0.3456 | 0.3456 | 0.3456 | 0.3456 | 0.3456 | 0.3456 | 0.3456 | 0.3456 | 0.3456 | 0.3456 | 0.3456 | 0.3456 | 0.3456 | 0.3456 | 0.3456 | 0.3456 | 0.3456 | 0.3456 | 0.3456 | 0.3456 | 0.3456 | 0.3456 | 0.3456 | 0.3456 | 0.3456 | 0.3456 | 0.3456 | 0.3456 | 0.3456 | 0.3456
Reference | 19_THA | POW_SolarPV_PP | IH1218 |  |  | 0.37991 | 0.37991 | 0.37991 | 0.37991 | 0.37991 | 0.37991 | 0.37991 | 0.37991 | 0.37991 | 0.37991 | 0.37991 | 0.37991 | 0.37991 | 0.37991 | 0.37991 | 0.37991 | 0.37991 | 0.37991 | 0.37991 | 0.37991 | 0.37991 | 0.37991 | 0.37991 | 0.37991 | 0.37991 | 0.37991 | 0.37991 | 0.37991 | 0.37991 | 0.37991 | 0.37991 | 0.37991 | 0.37991 | 0.37991 | 0.37991 | 0.37991 | 0.37991 | 0.37991 | 0.37991 | 0.37991 | 0.37991 | 0.37991 | 0.37991 | 0.37991 | 0.37991 | 0.37991 | 0.37991 | 0.37991 | 0.37991 | 0.37991 | 0.37991 | 0.37991 | 0.37991 | 0.37991
Reference | 19_THA | POW_SolarPV_PP | IH1824 |  |  | 0.00027472 | 0.00027472 | 0.00027472 | 0.00027472 | 0.00027472 | 0.00027472 | 0.00027472 | 0.00027472 | 0.00027472 | 0.00027472 | 0.00027472 | 0.00027472 | 0.00027472 | 0.00027472 | 0.00027472 | 0.00027472 | 0.00027472 | 0.00027472 | 0.00027472 | 0.00027472 | 0.00027472 | 0.00027472 | 0.00027472 | 0.00027472 | 0.00027472 | 0.00027472 | 0.00027472 | 0.00027472 | 0.00027472 | 0.00027472 | 0.00027472 | 0.00027472 | 0.00027472 | 0.00027472 | 0.00027472 | 0.00027472 | 0.00027472 | 0.00027472 | 0.00027472 | 0.00027472 | 0.00027472 | 0.00027472 | 0.00027472 | 0.00027472 | 0.00027472 | 0.00027472 | 0.00027472 | 0.00027472 | 0.00027472 | 0.00027472 | 0.00027472 | 0.00027472 | 0.00027472 | 0.00027472
Reference | 19_THA | POW_SolarPV_PP | SW0006 |  |  | 0 | 0 | 0 | 0 | 0 | 0 | 0 | 0 | 0 | 0 | 0 | 0 | 0 | 0 | 0 | 0 | 0 | 0 | 0 | 0 | 0 | 0 | 0 | 0 | 0 | 0 | 0 | 0 | 0 | 0 | 0 | 0 | 0 | 0 | 0 | 0 | 0 | 0 | 0 | 0 | 0 | 0 | 0 | 0 | 0 | 0 | 0 | 0 | 0 | 0 | 0 | 0 | 0 | 0
Reference | 19_THA | POW_SolarPV_PP | SW0612 |  |  | 0.2932 | 0.2932 | 0.2932 | 0.2932 | 0.2932 | 0.2932 | 0.2932 | 0.2932 | 0.2932 | 0.2932 | 0.2932 | 0.2932 | 0.2932 | 0.2932 | 0.2932 | 0.2932 | 0.2932 | 0.2932 | 0.2932 | 0.2932 | 0.2932 | 0.2932 | 0.2932 | 0.2932 | 0.2932 | 0.2932 | 0.2932 | 0.2932 | 0.2932 | 0.2932 | 0.2932 | 0.2932 | 0.2932 | 0.2932 | 0.2932 | 0.2932 | 0.2932 | 0.2932 | 0.2932 | 0.2932 | 0.2932 | 0.2932 | 0.2932 | 0.2932 | 0.2932 | 0.2932 | 0.2932 | 0.2932 | 0.2932 | 0.2932 | 0.2932 | 0.2932 | 0.2932 | 0.2932
Reference | 19_THA | POW_SolarPV_PP | SW1218 |  |  | 0.33306 | 0.33306 | 0.33306 | 0.33306 | 0.33306 | 0.33306 | 0.33306 | 0.33306 | 0.33306 | 0.33306 | 0.33306 | 0.33306 | 0.33306 | 0.33306 | 0.33306 | 0.33306 | 0.33306 | 0.33306 | 0.33306 | 0.33306 | 0.33306 | 0.33306 | 0.33306 | 0.33306 | 0.33306 | 0.33306 | 0.33306 | 0.33306 | 0.33306 | 0.33306 | 0.33306 | 0.33306 | 0.33306 | 0.33306 | 0.33306 | 0.33306 | 0.33306 | 0.33306 | 0.33306 | 0.33306 | 0.33306 | 0.33306 | 0.33306 | 0.33306 | 0.33306 | 0.33306 | 0.33306 | 0.33306 | 0.33306 | 0.33306 | 0.33306 | 0.33306 | 0.33306 | 0.33306
Reference | 19_THA | POW_SolarPV_PP | SW1824 |  |  | 0.0012956 | 0.0012956 | 0.0012956 | 0.0012956 | 0.0012956 | 0.0012956 | 0.0012956 | 0.0012956 | 0.0012956 | 0.0012956 | 0.0012956 | 0.0012956 | 0.0012956 | 0.0012956 | 0.0012956 | 0.0012956 | 0.0012956 | 0.0012956 | 0.0012956 | 0.0012956 | 0.0012956 | 0.0012956 | 0.0012956 | 0.0012956 | 0.0012956 | 0.0012956 | 0.0012956 | 0.0012956 | 0.0012956 | 0.0012956 | 0.0012956 | 0.0012956 | 0.0012956 | 0.0012956 | 0.0012956 | 0.0012956 | 0.0012956 | 0.0012956 | 0.0012956 | 0.0012956 | 0.0012956 | 0.0012956 | 0.0012956 | 0.0012956 | 0.0012956 | 0.0012956 | 0.0012956 | 0.0012956 | 0.0012956 | 0.0012956 | 0.0012956 | 0.0012956 | 0.0012956 | 0.0012956
Reference | 19_THA | POW_SolarPV_PP | SH0006 |  |  | 0 | 0 | 0 | 0 | 0 | 0 | 0 | 0 | 0 | 0 | 0 | 0 | 0 | 0 | 0 | 0 | 0 | 0 | 0 | 0 | 0 | 0 | 0 | 0 | 0 | 0 | 0 | 0 | 0 | 0 | 0 | 0 | 0 | 0 | 0 | 0 | 0 | 0 | 0 | 0 | 0 | 0 | 0 | 0 | 0 | 0 | 0 | 0 | 0 | 0 | 0 | 0 | 0 | 0
Reference | 19_THA | POW_SolarPV_PP | SH0612 |  |  | 0.2932 | 0.2932 | 0.2932 | 0.2932 | 0.2932 | 0.2932 | 0.2932 | 0.2932 | 0.2932 | 0.2932 | 0.2932 | 0.2932 | 0.2932 | 0.2932 | 0.2932 | 0.2932 | 0.2932 | 0.2932 | 0.2932 | 0.2932 | 0.2932 | 0.2932 | 0.2932 | 0.2932 | 0.2932 | 0.2932 | 0.2932 | 0.2932 | 0.2932 | 0.2932 | 0.2932 | 0.2932 | 0.2932 | 0.2932 | 0.2932 | 0.2932 | 0.2932 | 0.2932 | 0.2932 | 0.2932 | 0.2932 | 0.2932 | 0.2932 | 0.2932 | 0.2932 | 0.2932 | 0.2932 | 0.2932 | 0.2932 | 0.2932 | 0.2932 | 0.2932 | 0.2932 | 0.2932
Reference | 19_THA | POW_SolarPV_PP | SH1218 |  |  | 0.33306 | 0.33306 | 0.33306 | 0.33306 | 0.33306 | 0.33306 | 0.33306 | 0.33306 | 0.33306 | 0.33306 | 0.33306 | 0.33306 | 0.33306 | 0.33306 | 0.33306 | 0.33306 | 0.33306 | 0.33306 | 0.33306 | 0.33306 | 0.33306 | 0.33306 | 0.33306 | 0.33306 | 0.33306 | 0.33306 | 0.33306 | 0.33306 | 0.33306 | 0.33306 | 0.33306 | 0.33306 | 0.33306 | 0.33306 | 0.33306 | 0.33306 | 0.33306 | 0.33306 | 0.33306 | 0.33306 | 0.33306 | 0.33306 | 0.33306 | 0.33306 | 0.33306 | 0.33306 | 0.33306 | 0.33306 | 0.33306 | 0.33306 | 0.33306 | 0.33306 | 0.33306 | 0.33306
Reference | 19_THA | POW_SolarPV_PP | SH1824 |  |  | 0.0012956 | 0.0012956 | 0.0012956 | 0.0012956 | 0.0012956 | 0.0012956 | 0.0012956 | 0.0012956 | 0.0012956 | 0.0012956 | 0.0012956 | 0.0012956 | 0.0012956 | 0.0012956 | 0.0012956 | 0.0012956 | 0.0012956 | 0.0012956 | 0.0012956 | 0.0012956 | 0.0012956 | 0.0012956 | 0.0012956 | 0.0012956 | 0.0012956 | 0.0012956 | 0.0012956 | 0.0012956 | 0.0012956 | 0.0012956 | 0.0012956 | 0.0012956 | 0.0012956 | 0.0012956 | 0.0012956 | 0.0012956 | 0.0012956 | 0.0012956 | 0.0012956 | 0.0012956 | 0.0012956 | 0.0012956 | 0.0012956 | 0.0012956 | 0.0012956 | 0.0012956 | 0.0012956 | 0.0012956 | 0.0012956 | 0.0012956 | 0.0012956 | 0.0012956 | 0.0012956 | 0.0012956
Reference | 19_THA | POW_Wind_PP | WW0006 |  |  | 0.19187 | 0.15907 | 0.26397 | 0.2315 | 0.2315 | 0.2315 | 0.2315 | 0.2315 | 0.2315 | 0.2315 | 0.2315 | 0.2315 | 0.2315 | 0.2315 | 0.2315 | 0.2315 | 0.2315 | 0.2315 | 0.2315 | 0.2315 | 0.2315 | 0.2315 | 0.2315 | 0.2315 | 0.2315 | 0.2315 | 0.2315 | 0.2315 | 0.2315 | 0.2315 | 0.2315 | 0.2315 | 0.2315 | 0.2315 | 0.2315 | 0.2315 | 0.2315 | 0.2315 | 0.2315 | 0.2315 | 0.2315 | 0.2315 | 0.2315 | 0.2315 | 0.2315 | 0.2315 | 0.2315 | 0.2315 | 0.2315 | 0.2315 | 0.2315 | 0.2315 | 0.2315 | 0.2315
Reference | 19_THA | POW_Wind_PP | WW0612 |  |  | 0.19187 | 0.15907 | 0.26397 | 0.2315 | 0.2315 | 0.2315 | 0.2315 | 0.2315 | 0.2315 | 0.2315 | 0.2315 | 0.2315 | 0.2315 | 0.2315 | 0.2315 | 0.2315 | 0.2315 | 0.2315 | 0.2315 | 0.2315 | 0.2315 | 0.2315 | 0.2315 | 0.2315 | 0.2315 | 0.2315 | 0.2315 | 0.2315 | 0.2315 | 0.2315 | 0.2315 | 0.2315 | 0.2315 | 0.2315 | 0.2315 | 0.2315 | 0.2315 | 0.2315 | 0.2315 | 0.2315 | 0.2315 | 0.2315 | 0.2315 | 0.2315 | 0.2315 | 0.2315 | 0.2315 | 0.2315 | 0.2315 | 0.2315 | 0.2315 | 0.2315 | 0.2315 | 0.2315
Reference | 19_THA | POW_Wind_PP | WW1218 |  |  | 0.19187 | 0.15907 | 0.26397 | 0.2315 | 0.2315 | 0.2315 | 0.2315 | 0.2315 | 0.2315 | 0.2315 | 0.2315 | 0.2315 | 0.2315 | 0.2315 | 0.2315 | 0.2315 | 0.2315 | 0.2315 | 0.2315 | 0.2315 | 0.2315 | 0.2315 | 0.2315 | 0.2315 | 0.2315 | 0.2315 | 0.2315 | 0.2315 | 0.2315 | 0.2315 | 0.2315 | 0.2315 | 0.2315 | 0.2315 | 0.2315 | 0.2315 | 0.2315 | 0.2315 | 0.2315 | 0.2315 | 0.2315 | 0.2315 | 0.2315 | 0.2315 | 0.2315 | 0.2315 | 0.2315 | 0.2315 | 0.2315 | 0.2315 | 0.2315 | 0.2315 | 0.2315 | 0.2315
Reference | 19_THA | POW_Wind_PP | WW1824 |  |  | 0.19187 | 0.15907 | 0.26397 | 0.2315 | 0.2315 | 0.2315 | 0.2315 | 0.2315 | 0.2315 | 0.2315 | 0.2315 | 0.2315 | 0.2315 | 0.2315 | 0.2315 | 0.2315 | 0.2315 | 0.2315 | 0.2315 | 0.2315 | 0.2315 | 0.2315 | 0.2315 | 0.2315 | 0.2315 | 0.2315 | 0.2315 | 0.2315 | 0.2315 | 0.2315 | 0.2315 | 0.2315 | 0.2315 | 0.2315 | 0.2315 | 0.2315 | 0.2315 | 0.2315 | 0.2315 | 0.2315 | 0.2315 | 0.2315 | 0.2315 | 0.2315 | 0.2315 | 0.2315 | 0.2315 | 0.2315 | 0.2315 | 0.2315 | 0.2315 | 0.2315 | 0.2315 | 0.2315
Reference | 19_THA | POW_Wind_PP | WH0006 |  |  | 0.22385 | 0.18559 | 0.30796 | 0.27009 | 0.27009 | 0.27009 | 0.27009 | 0.27009 | 0.27009 | 0.27009 | 0.27009 | 0.27009 | 0.27009 | 0.27009 | 0.27009 | 0.27009 | 0.27009 | 0.27009 | 0.27009 | 0.27009 | 0.27009 | 0.27009 | 0.27009 | 0.27009 | 0.27009 | 0.27009 | 0.27009 | 0.27009 | 0.27009 | 0.27009 | 0.27009 | 0.27009 | 0.27009 | 0.27009 | 0.27009 | 0.27009 | 0.27009 | 0.27009 | 0.27009 | 0.27009 | 0.27009 | 0.27009 | 0.27009 | 0.27009 | 0.27009 | 0.27009 | 0.27009 | 0.27009 | 0.27009 | 0.27009 | 0.27009 | 0.27009 | 0.27009 | 0.27009
Reference | 19_THA | POW_Wind_PP | WH0612 |  |  | 0.22385 | 0.18559 | 0.30796 | 0.27009 | 0.27009 | 0.27009 | 0.27009 | 0.27009 | 0.27009 | 0.27009 | 0.27009 | 0.27009 | 0.27009 | 0.27009 | 0.27009 | 0.27009 | 0.27009 | 0.27009 | 0.27009 | 0.27009 | 0.27009 | 0.27009 | 0.27009 | 0.27009 | 0.27009 | 0.27009 | 0.27009 | 0.27009 | 0.27009 | 0.27009 | 0.27009 | 0.27009 | 0.27009 | 0.27009 | 0.27009 | 0.27009 | 0.27009 | 0.27009 | 0.27009 | 0.27009 | 0.27009 | 0.27009 | 0.27009 | 0.27009 | 0.27009 | 0.27009 | 0.27009 | 0.27009 | 0.27009 | 0.27009 | 0.27009 | 0.27009 | 0.27009 | 0.27009
Reference | 19_THA | POW_Wind_PP | WH1218 |  |  | 0.19187 | 0.15907 | 0.26397 | 0.2315 | 0.2315 | 0.2315 | 0.2315 | 0.2315 | 0.2315 | 0.2315 | 0.2315 | 0.2315 | 0.2315 | 0.2315 | 0.2315 | 0.2315 | 0.2315 | 0.2315 | 0.2315 | 0.2315 | 0.2315 | 0.2315 | 0.2315 | 0.2315 | 0.2315 | 0.2315 | 0.2315 | 0.2315 | 0.2315 | 0.2315 | 0.2315 | 0.2315 | 0.2315 | 0.2315 | 0.2315 | 0.2315 | 0.2315 | 0.2315 | 0.2315 | 0.2315 | 0.2315 | 0.2315 | 0.2315 | 0.2315 | 0.2315 | 0.2315 | 0.2315 | 0.2315 | 0.2315 | 0.2315 | 0.2315 | 0.2315 | 0.2315 | 0.2315
Reference | 19_THA | POW_Wind_PP | WH1824 |  |  | 0.19187 | 0.15907 | 0.26397 | 0.2315 | 0.2315 | 0.2315 | 0.2315 | 0.2315 | 0.2315 | 0.2315 | 0.2315 | 0.2315 | 0.2315 | 0.2315 | 0.2315 | 0.2315 | 0.2315 | 0.2315 | 0.2315 | 0.2315 | 0.2315 | 0.2315 | 0.2315 | 0.2315 | 0.2315 | 0.2315 | 0.2315 | 0.2315 | 0.2315 | 0.2315 | 0.2315 | 0.2315 | 0.2315 | 0.2315 | 0.2315 | 0.2315 | 0.2315 | 0.2315 | 0.2315 | 0.2315 | 0.2315 | 0.2315 | 0.2315 | 0.2315 | 0.2315 | 0.2315 | 0.2315 | 0.2315 | 0.2315 | 0.2315 | 0.2315 | 0.2315 | 0.2315 | 0.2315
Reference | 19_THA | POW_Wind_PP | IW0006 |  |  | 0.19187 | 0.15907 | 0.26397 | 0.2315 | 0.2315 | 0.2315 | 0.2315 | 0.2315 | 0.2315 | 0.2315 | 0.2315 | 0.2315 | 0.2315 | 0.2315 | 0.2315 | 0.2315 | 0.2315 | 0.2315 | 0.2315 | 0.2315 | 0.2315 | 0.2315 | 0.2315 | 0.2315 | 0.2315 | 0.2315 | 0.2315 | 0.2315 | 0.2315 | 0.2315 | 0.2315 | 0.2315 | 0.2315 | 0.2315 | 0.2315 | 0.2315 | 0.2315 | 0.2315 | 0.2315 | 0.2315 | 0.2315 | 0.2315 | 0.2315 | 0.2315 | 0.2315 | 0.2315 | 0.2315 | 0.2315 | 0.2315 | 0.2315 | 0.2315 | 0.2315 | 0.2315 | 0.2315
Reference | 19_THA | POW_Wind_PP | IW0612 |  |  | 0.19187 | 0.15907 | 0.26397 | 0.2315 | 0.2315 | 0.2315 | 0.2315 | 0.2315 | 0.2315 | 0.2315 | 0.2315 | 0.2315 | 0.2315 | 0.2315 | 0.2315 | 0.2315 | 0.2315 | 0.2315 | 0.2315 | 0.2315 | 0.2315 | 0.2315 | 0.2315 | 0.2315 | 0.2315 | 0.2315 | 0.2315 | 0.2315 | 0.2315 | 0.2315 | 0.2315 | 0.2315 | 0.2315 | 0.2315 | 0.2315 | 0.2315 | 0.2315 | 0.2315 | 0.2315 | 0.2315 | 0.2315 | 0.2315 | 0.2315 | 0.2315 | 0.2315 | 0.2315 | 0.2315 | 0.2315 | 0.2315 | 0.2315 | 0.2315 | 0.2315 | 0.2315 | 0.2315
Reference | 19_THA | POW_Wind_PP | IW1218 |  |  | 0.22385 | 0.18559 | 0.30796 | 0.27009 | 0.27009 | 0.27009 | 0.27009 | 0.27009 | 0.27009 | 0.27009 | 0.27009 | 0.27009 | 0.27009 | 0.27009 | 0.27009 | 0.27009 | 0.27009 | 0.27009 | 0.27009 | 0.27009 | 0.27009 | 0.27009 | 0.27009 | 0.27009 | 0.27009 | 0.27009 | 0.27009 | 0.27009 | 0.27009 | 0.27009 | 0.27009 | 0.27009 | 0.27009 | 0.27009 | 0.27009 | 0.27009 | 0.27009 | 0.27009 | 0.27009 | 0.27009 | 0.27009 | 0.27009 | 0.27009 | 0.27009 | 0.27009 | 0.27009 | 0.27009 | 0.27009 | 0.27009 | 0.27009 | 0.27009 | 0.27009 | 0.27009 | 0.27009
Reference | 19_THA | POW_Wind_PP | IW1824 |  |  | 0.22385 | 0.18559 | 0.30796 | 0.27009 | 0.27009 | 0.27009 | 0.27009 | 0.27009 | 0.27009 | 0.27009 | 0.27009 | 0.27009 | 0.27009 | 0.27009 | 0.27009 | 0.27009 | 0.27009 | 0.27009 | 0.27009 | 0.27009 | 0.27009 | 0.27009 | 0.27009 | 0.27009 | 0.27009 | 0.27009 | 0.27009 | 0.27009 | 0.27009 | 0.27009 | 0.27009 | 0.27009 | 0.27009 | 0.27009 | 0.27009 | 0.27009 | 0.27009 | 0.27009 | 0.27009 | 0.27009 | 0.27009 | 0.27009 | 0.27009 | 0.27009 | 0.27009 | 0.27009 | 0.27009 | 0.27009 | 0.27009 | 0.27009 | 0.27009 | 0.27009 | 0.27009 | 0.27009
Reference | 19_THA | POW_Wind_PP | IH0006 |  |  | 0.19187 | 0.15907 | 0.26397 | 0.2315 | 0.2315 | 0.2315 | 0.2315 | 0.2315 | 0.2315 | 0.2315 | 0.2315 | 0.2315 | 0.2315 | 0.2315 | 0.2315 | 0.2315 | 0.2315 | 0.2315 | 0.2315 | 0.2315 | 0.2315 | 0.2315 | 0.2315 | 0.2315 | 0.2315 | 0.2315 | 0.2315 | 0.2315 | 0.2315 | 0.2315 | 0.2315 | 0.2315 | 0.2315 | 0.2315 | 0.2315 | 0.2315 | 0.2315 | 0.2315 | 0.2315 | 0.2315 | 0.2315 | 0.2315 | 0.2315 | 0.2315 | 0.2315 | 0.2315 | 0.2315 | 0.2315 | 0.2315 | 0.2315 | 0.2315 | 0.2315 | 0.2315 | 0.2315
Reference | 19_THA | POW_Wind_PP | IH0612 |  |  | 0.19187 | 0.15907 | 0.26397 | 0.2315 | 0.2315 | 0.2315 | 0.2315 | 0.2315 | 0.2315 | 0.2315 | 0.2315 | 0.2315 | 0.2315 | 0.2315 | 0.2315 | 0.2315 | 0.2315 | 0.2315 | 0.2315 | 0.2315 | 0.2315 | 0.2315 | 0.2315 | 0.2315 | 0.2315 | 0.2315 | 0.2315 | 0.2315 | 0.2315 | 0.2315 | 0.2315 | 0.2315 | 0.2315 | 0.2315 | 0.2315 | 0.2315 | 0.2315 | 0.2315 | 0.2315 | 0.2315 | 0.2315 | 0.2315 | 0.2315 | 0.2315 | 0.2315 | 0.2315 | 0.2315 | 0.2315 | 0.2315 | 0.2315 | 0.2315 | 0.2315 | 0.2315 | 0.2315
Reference | 19_THA | POW_Wind_PP | IH1218 |  |  | 0.19187 | 0.15907 | 0.26397 | 0.2315 | 0.2315 | 0.2315 | 0.2315 | 0.2315 | 0.2315 | 0.2315 | 0.2315 | 0.2315 | 0.2315 | 0.2315 | 0.2315 | 0.2315 | 0.2315 | 0.2315 | 0.2315 | 0.2315 | 0.2315 | 0.2315 | 0.2315 | 0.2315 | 0.2315 | 0.2315 | 0.2315 | 0.2315 | 0.2315 | 0.2315 | 0.2315 | 0.2315 | 0.2315 | 0.2315 | 0.2315 | 0.2315 | 0.2315 | 0.2315 | 0.2315 | 0.2315 | 0.2315 | 0.2315 | 0.2315 | 0.2315 | 0.2315 | 0.2315 | 0.2315 | 0.2315 | 0.2315 | 0.2315 | 0.2315 | 0.2315 | 0.2315 | 0.2315
Reference | 19_THA | POW_Wind_PP | IH1824 |  |  | 0.19187 | 0.15907 | 0.26397 | 0.2315 | 0.2315 | 0.2315 | 0.2315 | 0.2315 | 0.2315 | 0.2315 | 0.2315 | 0.2315 | 0.2315 | 0.2315 | 0.2315 | 0.2315 | 0.2315 | 0.2315 | 0.2315 | 0.2315 | 0.2315 | 0.2315 | 0.2315 | 0.2315 | 0.2315 | 0.2315 | 0.2315 | 0.2315 | 0.2315 | 0.2315 | 0.2315 | 0.2315 | 0.2315 | 0.2315 | 0.2315 | 0.2315 | 0.2315 | 0.2315 | 0.2315 | 0.2315 | 0.2315 | 0.2315 | 0.2315 | 0.2315 | 0.2315 | 0.2315 | 0.2315 | 0.2315 | 0.2315 | 0.2315 | 0.2315 | 0.2315 | 0.2315 | 0.2315
Reference | 19_THA | POW_Wind_PP | SW0006 |  |  | 0.22385 | 0.18559 | 0.30796 | 0.27009 | 0.27009 | 0.27009 | 0.27009 | 0.27009 | 0.27009 | 0.27009 | 0.27009 | 0.27009 | 0.27009 | 0.27009 | 0.27009 | 0.27009 | 0.27009 | 0.27009 | 0.27009 | 0.27009 | 0.27009 | 0.27009 | 0.27009 | 0.27009 | 0.27009 | 0.27009 | 0.27009 | 0.27009 | 0.27009 | 0.27009 | 0.27009 | 0.27009 | 0.27009 | 0.27009 | 0.27009 | 0.27009 | 0.27009 | 0.27009 | 0.27009 | 0.27009 | 0.27009 | 0.27009 | 0.27009 | 0.27009 | 0.27009 | 0.27009 | 0.27009 | 0.27009 | 0.27009 | 0.27009 | 0.27009 | 0.27009 | 0.27009 | 0.27009
Reference | 19_THA | POW_Wind_PP | SW0612 |  |  | 0.22385 | 0.18559 | 0.30796 | 0.27009 | 0.27009 | 0.27009 | 0.27009 | 0.27009 | 0.27009 | 0.27009 | 0.27009 | 0.27009 | 0.27009 | 0.27009 | 0.27009 | 0.27009 | 0.27009 | 0.27009 | 0.27009 | 0.27009 | 0.27009 | 0.27009 | 0.27009 | 0.27009 | 0.27009 | 0.27009 | 0.27009 | 0.27009 | 0.27009 | 0.27009 | 0.27009 | 0.27009 | 0.27009 | 0.27009 | 0.27009 | 0.27009 | 0.27009 | 0.27009 | 0.27009 | 0.27009 | 0.27009 | 0.27009 | 0.27009 | 0.27009 | 0.27009 | 0.27009 | 0.27009 | 0.27009 | 0.27009 | 0.27009 | 0.27009 | 0.27009 | 0.27009 | 0.27009
Reference | 19_THA | POW_Wind_PP | SW1218 |  |  | 0.19187 | 0.15907 | 0.26397 | 0.2315 | 0.2315 | 0.2315 | 0.2315 | 0.2315 | 0.2315 | 0.2315 | 0.2315 | 0.2315 | 0.2315 | 0.2315 | 0.2315 | 0.2315 | 0.2315 | 0.2315 | 0.2315 | 0.2315 | 0.2315 | 0.2315 | 0.2315 | 0.2315 | 0.2315 | 0.2315 | 0.2315 | 0.2315 | 0.2315 | 0.2315 | 0.2315 | 0.2315 | 0.2315 | 0.2315 | 0.2315 | 0.2315 | 0.2315 | 0.2315 | 0.2315 | 0.2315 | 0.2315 | 0.2315 | 0.2315 | 0.2315 | 0.2315 | 0.2315 | 0.2315 | 0.2315 | 0.2315 | 0.2315 | 0.2315 | 0.2315 | 0.2315 | 0.2315
Reference | 19_THA | POW_Wind_PP | SW1824 |  |  | 0.19187 | 0.15907 | 0.26397 | 0.2315 | 0.2315 | 0.2315 | 0.2315 | 0.2315 | 0.2315 | 0.2315 | 0.2315 | 0.2315 | 0.2315 | 0.2315 | 0.2315 | 0.2315 | 0.2315 | 0.2315 | 0.2315 | 0.2315 | 0.2315 | 0.2315 | 0.2315 | 0.2315 | 0.2315 | 0.2315 | 0.2315 | 0.2315 | 0.2315 | 0.2315 | 0.2315 | 0.2315 | 0.2315 | 0.2315 | 0.2315 | 0.2315 | 0.2315 | 0.2315 | 0.2315 | 0.2315 | 0.2315 | 0.2315 | 0.2315 | 0.2315 | 0.2315 | 0.2315 | 0.2315 | 0.2315 | 0.2315 | 0.2315 | 0.2315 | 0.2315 | 0.2315 | 0.2315
Reference | 19_THA | POW_Wind_PP | SH0006 |  |  | 0.19187 | 0.15907 | 0.26397 | 0.2315 | 0.2315 | 0.2315 | 0.2315 | 0.2315 | 0.2315 | 0.2315 | 0.2315 | 0.2315 | 0.2315 | 0.2315 | 0.2315 | 0.2315 | 0.2315 | 0.2315 | 0.2315 | 0.2315 | 0.2315 | 0.2315 | 0.2315 | 0.2315 | 0.2315 | 0.2315 | 0.2315 | 0.2315 | 0.2315 | 0.2315 | 0.2315 | 0.2315 | 0.2315 | 0.2315 | 0.2315 | 0.2315 | 0.2315 | 0.2315 | 0.2315 | 0.2315 | 0.2315 | 0.2315 | 0.2315 | 0.2315 | 0.2315 | 0.2315 | 0.2315 | 0.2315 | 0.2315 | 0.2315 | 0.2315 | 0.2315 | 0.2315 | 0.2315
Reference | 19_THA | POW_Wind_PP | SH0612 |  |  | 0.19187 | 0.15907 | 0.26397 | 0.2315 | 0.2315 | 0.2315 | 0.2315 | 0.2315 | 0.2315 | 0.2315 | 0.2315 | 0.2315 | 0.2315 | 0.2315 | 0.2315 | 0.2315 | 0.2315 | 0.2315 | 0.2315 | 0.2315 | 0.2315 | 0.2315 | 0.2315 | 0.2315 | 0.2315 | 0.2315 | 0.2315 | 0.2315 | 0.2315 | 0.2315 | 0.2315 | 0.2315 | 0.2315 | 0.2315 | 0.2315 | 0.2315 | 0.2315 | 0.2315 | 0.2315 | 0.2315 | 0.2315 | 0.2315 | 0.2315 | 0.2315 | 0.2315 | 0.2315 | 0.2315 | 0.2315 | 0.2315 | 0.2315 | 0.2315 | 0.2315 | 0.2315 | 0.2315
Reference | 19_THA | POW_Wind_PP | SH1218 |  |  | 0.22385 | 0.18559 | 0.30796 | 0.27009 | 0.27009 | 0.27009 | 0.27009 | 0.27009 | 0.27009 | 0.27009 | 0.27009 | 0.27009 | 0.27009 | 0.27009 | 0.27009 | 0.27009 | 0.27009 | 0.27009 | 0.27009 | 0.27009 | 0.27009 | 0.27009 | 0.27009 | 0.27009 | 0.27009 | 0.27009 | 0.27009 | 0.27009 | 0.27009 | 0.27009 | 0.27009 | 0.27009 | 0.27009 | 0.27009 | 0.27009 | 0.27009 | 0.27009 | 0.27009 | 0.27009 | 0.27009 | 0.27009 | 0.27009 | 0.27009 | 0.27009 | 0.27009 | 0.27009 | 0.27009 | 0.27009 | 0.27009 | 0.27009 | 0.27009 | 0.27009 | 0.27009 | 0.27009
Reference | 19_THA | POW_Wind_PP | SH1824 |  |  | 0.22385 | 0.18559 | 0.30796 | 0.27009 | 0.27009 | 0.27009 | 0.27009 | 0.27009 | 0.27009 | 0.27009 | 0.27009 | 0.27009 | 0.27009 | 0.27009 | 0.27009 | 0.27009 | 0.27009 | 0.27009 | 0.27009 | 0.27009 | 0.27009 | 0.27009 | 0.27009 | 0.27009 | 0.27009 | 0.27009 | 0.27009 | 0.27009 | 0.27009 | 0.27009 | 0.27009 | 0.27009 | 0.27009 | 0.27009 | 0.27009 | 0.27009 | 0.27009 | 0.27009 | 0.27009 | 0.27009 | 0.27009 | 0.27009 | 0.27009 | 0.27009 | 0.27009 | 0.27009 | 0.27009 | 0.27009 | 0.27009 | 0.27009 | 0.27009 | 0.27009 | 0.27009 | 0.27009
Reference | 19_THA | POW_Solid_Biomass_PP | WW0006 |  |  | 0.58379 | 0.61401 | 0.65146 | 0.63819 | 0.63819 | 0.63819 | 0.63819 | 0.63819 | 0.63819 | 0.63819 | 0.63819 | 0.63819 | 0.63819 | 0.63819 | 0.63819 | 0.63819 | 0.63819 | 0.63819 | 0.63819 | 0.63819 | 0.63819 | 0.63819 | 0.63819 | 0.63819 | 0.63819 | 0.63819 | 0.63819 | 0.63819 | 0.63819 | 0.63819 | 0.63819 | 0.63819 | 0.63819 | 0.63819 | 0.63819 | 0.63819 | 0.63819 | 0.63819 | 0.63819 | 0.63819 | 0.63819 | 0.63819 | 0.63819 | 0.63819 | 0.63819 | 0.63819 | 0.63819 | 0.63819 | 0.63819 | 0.63819 | 0.63819 | 0.63819 | 0.63819 | 0.63819
Reference | 19_THA | POW_Solid_Biomass_PP | WW0612 |  |  | 0.58379 | 0.61401 | 0.65146 | 0.63819 | 0.63819 | 0.63819 | 0.63819 | 0.63819 | 0.63819 | 0.63819 | 0.63819 | 0.63819 | 0.63819 | 0.63819 | 0.63819 | 0.63819 | 0.63819 | 0.63819 | 0.63819 | 0.63819 | 0.63819 | 0.63819 | 0.63819 | 0.63819 | 0.63819 | 0.63819 | 0.63819 | 0.63819 | 0.63819 | 0.63819 | 0.63819 | 0.63819 | 0.63819 | 0.63819 | 0.63819 | 0.63819 | 0.63819 | 0.63819 | 0.63819 | 0.63819 | 0.63819 | 0.63819 | 0.63819 | 0.63819 | 0.63819 | 0.63819 | 0.63819 | 0.63819 | 0.63819 | 0.63819 | 0.63819 | 0.63819 | 0.63819 | 0.63819
Reference | 19_THA | POW_Solid_Biomass_PP | WW1218 |  |  | 0.58379 | 0.61401 | 0.65146 | 0.63819 | 0.63819 | 0.63819 | 0.63819 | 0.63819 | 0.63819 | 0.63819 | 0.63819 | 0.63819 | 0.63819 | 0.63819 | 0.63819 | 0.63819 | 0.63819 | 0.63819 | 0.63819 | 0.63819 | 0.63819 | 0.63819 | 0.63819 | 0.63819 | 0.63819 | 0.63819 | 0.63819 | 0.63819 | 0.63819 | 0.63819 | 0.63819 | 0.63819 | 0.63819 | 0.63819 | 0.63819 | 0.63819 | 0.63819 | 0.63819 | 0.63819 | 0.63819 | 0.63819 | 0.63819 | 0.63819 | 0.63819 | 0.63819 | 0.63819 | 0.63819 | 0.63819 | 0.63819 | 0.63819 | 0.63819 | 0.63819 | 0.63819 | 0.63819
Reference | 19_THA | POW_Solid_Biomass_PP | WW1824 |  |  | 0.58379 | 0.61401 | 0.65146 | 0.63819 | 0.63819 | 0.63819 | 0.63819 | 0.63819 | 0.63819 | 0.63819 | 0.63819 | 0.63819 | 0.63819 | 0.63819 | 0.63819 | 0.63819 | 0.63819 | 0.63819 | 0.63819 | 0.63819 | 0.63819 | 0.63819 | 0.63819 | 0.63819 | 0.63819 | 0.63819 | 0.63819 | 0.63819 | 0.63819 | 0.63819 | 0.63819 | 0.63819 | 0.63819 | 0.63819 | 0.63819 | 0.63819 | 0.63819 | 0.63819 | 0.63819 | 0.63819 | 0.63819 | 0.63819 | 0.63819 | 0.63819 | 0.63819 | 0.63819 | 0.63819 | 0.63819 | 0.63819 | 0.63819 | 0.63819 | 0.63819 | 0.63819 | 0.63819
Reference | 19_THA | POW_Solid_Biomass_PP | WH0006 |  |  | 0.58379 | 0.61401 | 0.65146 | 0.63819 | 0.63819 | 0.63819 | 0.63819 | 0.63819 | 0.63819 | 0.63819 | 0.63819 | 0.63819 | 0.63819 | 0.63819 | 0.63819 | 0.63819 | 0.63819 | 0.63819 | 0.63819 | 0.63819 | 0.63819 | 0.63819 | 0.63819 | 0.63819 | 0.63819 | 0.63819 | 0.63819 | 0.63819 | 0.63819 | 0.63819 | 0.63819 | 0.63819 | 0.63819 | 0.63819 | 0.63819 | 0.63819 | 0.63819 | 0.63819 | 0.63819 | 0.63819 | 0.63819 | 0.63819 | 0.63819 | 0.63819 | 0.63819 | 0.63819 | 0.63819 | 0.63819 | 0.63819 | 0.63819 | 0.63819 | 0.63819 | 0.63819 | 0.63819
Reference | 19_THA | POW_Solid_Biomass_PP | WH0612 |  |  | 0.58379 | 0.61401 | 0.65146 | 0.63819 | 0.63819 | 0.63819 | 0.63819 | 0.63819 | 0.63819 | 0.63819 | 0.63819 | 0.63819 | 0.63819 | 0.63819 | 0.63819 | 0.63819 | 0.63819 | 0.63819 | 0.63819 | 0.63819 | 0.63819 | 0.63819 | 0.63819 | 0.63819 | 0.63819 | 0.63819 | 0.63819 | 0.63819 | 0.63819 | 0.63819 | 0.63819 | 0.63819 | 0.63819 | 0.63819 | 0.63819 | 0.63819 | 0.63819 | 0.63819 | 0.63819 | 0.63819 | 0.63819 | 0.63819 | 0.63819 | 0.63819 | 0.63819 | 0.63819 | 0.63819 | 0.63819 | 0.63819 | 0.63819 | 0.63819 | 0.63819 | 0.63819 | 0.63819
Reference | 19_THA | POW_Solid_Biomass_PP | WH1218 |  |  | 0.58379 | 0.61401 | 0.65146 | 0.63819 | 0.63819 | 0.63819 | 0.63819 | 0.63819 | 0.63819 | 0.63819 | 0.63819 | 0.63819 | 0.63819 | 0.63819 | 0.63819 | 0.63819 | 0.63819 | 0.63819 | 0.63819 | 0.63819 | 0.63819 | 0.63819 | 0.63819 | 0.63819 | 0.63819 | 0.63819 | 0.63819 | 0.63819 | 0.63819 | 0.63819 | 0.63819 | 0.63819 | 0.63819 | 0.63819 | 0.63819 | 0.63819 | 0.63819 | 0.63819 | 0.63819 | 0.63819 | 0.63819 | 0.63819 | 0.63819 | 0.63819 | 0.63819 | 0.63819 | 0.63819 | 0.63819 | 0.63819 | 0.63819 | 0.63819 | 0.63819 | 0.63819 | 0.63819
Reference | 19_THA | POW_Solid_Biomass_PP | WH1824 |  |  | 0.58379 | 0.61401 | 0.65146 | 0.63819 | 0.63819 | 0.63819 | 0.63819 | 0.63819 | 0.63819 | 0.63819 | 0.63819 | 0.63819 | 0.63819 | 0.63819 | 0.63819 | 0.63819 | 0.63819 | 0.63819 | 0.63819 | 0.63819 | 0.63819 | 0.63819 | 0.63819 | 0.63819 | 0.63819 | 0.63819 | 0.63819 | 0.63819 | 0.63819 | 0.63819 | 0.63819 | 0.63819 | 0.63819 | 0.63819 | 0.63819 | 0.63819 | 0.63819 | 0.63819 | 0.63819 | 0.63819 | 0.63819 | 0.63819 | 0.63819 | 0.63819 | 0.63819 | 0.63819 | 0.63819 | 0.63819 | 0.63819 | 0.63819 | 0.63819 | 0.63819 | 0.63819 | 0.63819
Reference | 19_THA | POW_Solid_Biomass_PP | IW0006 |  |  | 0.58379 | 0.61401 | 0.65146 | 0.63819 | 0.63819 | 0.63819 | 0.63819 | 0.63819 | 0.63819 | 0.63819 | 0.63819 | 0.63819 | 0.63819 | 0.63819 | 0.63819 | 0.63819 | 0.63819 | 0.63819 | 0.63819 | 0.63819 | 0.63819 | 0.63819 | 0.63819 | 0.63819 | 0.63819 | 0.63819 | 0.63819 | 0.63819 | 0.63819 | 0.63819 | 0.63819 | 0.63819 | 0.63819 | 0.63819 | 0.63819 | 0.63819 | 0.63819 | 0.63819 | 0.63819 | 0.63819 | 0.63819 | 0.63819 | 0.63819 | 0.63819 | 0.63819 | 0.63819 | 0.63819 | 0.63819 | 0.63819 | 0.63819 | 0.63819 | 0.63819 | 0.63819 | 0.63819
Reference | 19_THA | POW_Solid_Biomass_PP | IW0612 |  |  | 0.58379 | 0.61401 | 0.65146 | 0.63819 | 0.63819 | 0.63819 | 0.63819 | 0.63819 | 0.63819 | 0.63819 | 0.63819 | 0.63819 | 0.63819 | 0.63819 | 0.63819 | 0.63819 | 0.63819 | 0.63819 | 0.63819 | 0.63819 | 0.63819 | 0.63819 | 0.63819 | 0.63819 | 0.63819 | 0.63819 | 0.63819 | 0.63819 | 0.63819 | 0.63819 | 0.63819 | 0.63819 | 0.63819 | 0.63819 | 0.63819 | 0.63819 | 0.63819 | 0.63819 | 0.63819 | 0.63819 | 0.63819 | 0.63819 | 0.63819 | 0.63819 | 0.63819 | 0.63819 | 0.63819 | 0.63819 | 0.63819 | 0.63819 | 0.63819 | 0.63819 | 0.63819 | 0.63819
Reference | 19_THA | POW_Solid_Biomass_PP | IW1218 |  |  | 0.58379 | 0.61401 | 0.65146 | 0.63819 | 0.63819 | 0.63819 | 0.63819 | 0.63819 | 0.63819 | 0.63819 | 0.63819 | 0.63819 | 0.63819 | 0.63819 | 0.63819 | 0.63819 | 0.63819 | 0.63819 | 0.63819 | 0.63819 | 0.63819 | 0.63819 | 0.63819 | 0.63819 | 0.63819 | 0.63819 | 0.63819 | 0.63819 | 0.63819 | 0.63819 | 0.63819 | 0.63819 | 0.63819 | 0.63819 | 0.63819 | 0.63819 | 0.63819 | 0.63819 | 0.63819 | 0.63819 | 0.63819 | 0.63819 | 0.63819 | 0.63819 | 0.63819 | 0.63819 | 0.63819 | 0.63819 | 0.63819 | 0.63819 | 0.63819 | 0.63819 | 0.63819 | 0.63819
Reference | 19_THA | POW_Solid_Biomass_PP | IW1824 |  |  | 0.58379 | 0.61401 | 0.65146 | 0.63819 | 0.63819 | 0.63819 | 0.63819 | 0.63819 | 0.63819 | 0.63819 | 0.63819 | 0.63819 | 0.63819 | 0.63819 | 0.63819 | 0.63819 | 0.63819 | 0.63819 | 0.63819 | 0.63819 | 0.63819 | 0.63819 | 0.63819 | 0.63819 | 0.63819 | 0.63819 | 0.63819 | 0.63819 | 0.63819 | 0.63819 | 0.63819 | 0.63819 | 0.63819 | 0.63819 | 0.63819 | 0.63819 | 0.63819 | 0.63819 | 0.63819 | 0.63819 | 0.63819 | 0.63819 | 0.63819 | 0.63819 | 0.63819 | 0.63819 | 0.63819 | 0.63819 | 0.63819 | 0.63819 | 0.63819 | 0.63819 | 0.63819 | 0.63819
Reference | 19_THA | POW_Solid_Biomass_PP | IH0006 |  |  | 0.58379 | 0.61401 | 0.65146 | 0.63819 | 0.63819 | 0.63819 | 0.63819 | 0.63819 | 0.63819 | 0.63819 | 0.63819 | 0.63819 | 0.63819 | 0.63819 | 0.63819 | 0.63819 | 0.63819 | 0.63819 | 0.63819 | 0.63819 | 0.63819 | 0.63819 | 0.63819 | 0.63819 | 0.63819 | 0.63819 | 0.63819 | 0.63819 | 0.63819 | 0.63819 | 0.63819 | 0.63819 | 0.63819 | 0.63819 | 0.63819 | 0.63819 | 0.63819 | 0.63819 | 0.63819 | 0.63819 | 0.63819 | 0.63819 | 0.63819 | 0.63819 | 0.63819 | 0.63819 | 0.63819 | 0.63819 | 0.63819 | 0.63819 | 0.63819 | 0.63819 | 0.63819 | 0.63819
Reference | 19_THA | POW_Solid_Biomass_PP | IH0612 |  |  | 0.58379 | 0.61401 | 0.65146 | 0.63819 | 0.63819 | 0.63819 | 0.63819 | 0.63819 | 0.63819 | 0.63819 | 0.63819 | 0.63819 | 0.63819 | 0.63819 | 0.63819 | 0.63819 | 0.63819 | 0.63819 | 0.63819 | 0.63819 | 0.63819 | 0.63819 | 0.63819 | 0.63819 | 0.63819 | 0.63819 | 0.63819 | 0.63819 | 0.63819 | 0.63819 | 0.63819 | 0.63819 | 0.63819 | 0.63819 | 0.63819 | 0.63819 | 0.63819 | 0.63819 | 0.63819 | 0.63819 | 0.63819 | 0.63819 | 0.63819 | 0.63819 | 0.63819 | 0.63819 | 0.63819 | 0.63819 | 0.63819 | 0.63819 | 0.63819 | 0.63819 | 0.63819 | 0.63819
Reference | 19_THA | POW_Solid_Biomass_PP | IH1218 |  |  | 0.58379 | 0.61401 | 0.65146 | 0.63819 | 0.63819 | 0.63819 | 0.63819 | 0.63819 | 0.63819 | 0.63819 | 0.63819 | 0.63819 | 0.63819 | 0.63819 | 0.63819 | 0.63819 | 0.63819 | 0.63819 | 0.63819 | 0.63819 | 0.63819 | 0.63819 | 0.63819 | 0.63819 | 0.63819 | 0.63819 | 0.63819 | 0.63819 | 0.63819 | 0.63819 | 0.63819 | 0.63819 | 0.63819 | 0.63819 | 0.63819 | 0.63819 | 0.63819 | 0.63819 | 0.63819 | 0.63819 | 0.63819 | 0.63819 | 0.63819 | 0.63819 | 0.63819 | 0.63819 | 0.63819 | 0.63819 | 0.63819 | 0.63819 | 0.63819 | 0.63819 | 0.63819 | 0.63819
Reference | 19_THA | POW_Solid_Biomass_PP | IH1824 |  |  | 0.58379 | 0.61401 | 0.65146 | 0.63819 | 0.63819 | 0.63819 | 0.63819 | 0.63819 | 0.63819 | 0.63819 | 0.63819 | 0.63819 | 0.63819 | 0.63819 | 0.63819 | 0.63819 | 0.63819 | 0.63819 | 0.63819 | 0.63819 | 0.63819 | 0.63819 | 0.63819 | 0.63819 | 0.63819 | 0.63819 | 0.63819 | 0.63819 | 0.63819 | 0.63819 | 0.63819 | 0.63819 | 0.63819 | 0.63819 | 0.63819 | 0.63819 | 0.63819 | 0.63819 | 0.63819 | 0.63819 | 0.63819 | 0.63819 | 0.63819 | 0.63819 | 0.63819 | 0.63819 | 0.63819 | 0.63819 | 0.63819 | 0.63819 | 0.63819 | 0.63819 | 0.63819 | 0.63819
Reference | 19_THA | POW_Solid_Biomass_PP | SW0006 |  |  | 0.58379 | 0.61401 | 0.65146 | 0.63819 | 0.63819 | 0.63819 | 0.63819 | 0.63819 | 0.63819 | 0.63819 | 0.63819 | 0.63819 | 0.63819 | 0.63819 | 0.63819 | 0.63819 | 0.63819 | 0.63819 | 0.63819 | 0.63819 | 0.63819 | 0.63819 | 0.63819 | 0.63819 | 0.63819 | 0.63819 | 0.63819 | 0.63819 | 0.63819 | 0.63819 | 0.63819 | 0.63819 | 0.63819 | 0.63819 | 0.63819 | 0.63819 | 0.63819 | 0.63819 | 0.63819 | 0.63819 | 0.63819 | 0.63819 | 0.63819 | 0.63819 | 0.63819 | 0.63819 | 0.63819 | 0.63819 | 0.63819 | 0.63819 | 0.63819 | 0.63819 | 0.63819 | 0.63819
Reference | 19_THA | POW_Solid_Biomass_PP | SW0612 |  |  | 0.58379 | 0.61401 | 0.65146 | 0.63819 | 0.63819 | 0.63819 | 0.63819 | 0.63819 | 0.63819 | 0.63819 | 0.63819 | 0.63819 | 0.63819 | 0.63819 | 0.63819 | 0.63819 | 0.63819 | 0.63819 | 0.63819 | 0.63819 | 0.63819 | 0.63819 | 0.63819 | 0.63819 | 0.63819 | 0.63819 | 0.63819 | 0.63819 | 0.63819 | 0.63819 | 0.63819 | 0.63819 | 0.63819 | 0.63819 | 0.63819 | 0.63819 | 0.63819 | 0.63819 | 0.63819 | 0.63819 | 0.63819 | 0.63819 | 0.63819 | 0.63819 | 0.63819 | 0.63819 | 0.63819 | 0.63819 | 0.63819 | 0.63819 | 0.63819 | 0.63819 | 0.63819 | 0.63819
Reference | 19_THA | POW_Solid_Biomass_PP | SW1218 |  |  | 0.58379 | 0.61401 | 0.65146 | 0.63819 | 0.63819 | 0.63819 | 0.63819 | 0.63819 | 0.63819 | 0.63819 | 0.63819 | 0.63819 | 0.63819 | 0.63819 | 0.63819 | 0.63819 | 0.63819 | 0.63819 | 0.63819 | 0.63819 | 0.63819 | 0.63819 | 0.63819 | 0.63819 | 0.63819 | 0.63819 | 0.63819 | 0.63819 | 0.63819 | 0.63819 | 0.63819 | 0.63819 | 0.63819 | 0.63819 | 0.63819 | 0.63819 | 0.63819 | 0.63819 | 0.63819 | 0.63819 | 0.63819 | 0.63819 | 0.63819 | 0.63819 | 0.63819 | 0.63819 | 0.63819 | 0.63819 | 0.63819 | 0.63819 | 0.63819 | 0.63819 | 0.63819 | 0.63819
Reference | 19_THA | POW_Solid_Biomass_PP | SW1824 |  |  | 0.58379 | 0.61401 | 0.65146 | 0.63819 | 0.63819 | 0.63819 | 0.63819 | 0.63819 | 0.63819 | 0.63819 | 0.63819 | 0.63819 | 0.63819 | 0.63819 | 0.63819 | 0.63819 | 0.63819 | 0.63819 | 0.63819 | 0.63819 | 0.63819 | 0.63819 | 0.63819 | 0.63819 | 0.63819 | 0.63819 | 0.63819 | 0.63819 | 0.63819 | 0.63819 | 0.63819 | 0.63819 | 0.63819 | 0.63819 | 0.63819 | 0.63819 | 0.63819 | 0.63819 | 0.63819 | 0.63819 | 0.63819 | 0.63819 | 0.63819 | 0.63819 | 0.63819 | 0.63819 | 0.63819 | 0.63819 | 0.63819 | 0.63819 | 0.63819 | 0.63819 | 0.63819 | 0.63819
Reference | 19_THA | POW_Solid_Biomass_PP | SH0006 |  |  | 0.58379 | 0.61401 | 0.65146 | 0.63819 | 0.63819 | 0.63819 | 0.63819 | 0.63819 | 0.63819 | 0.63819 | 0.63819 | 0.63819 | 0.63819 | 0.63819 | 0.63819 | 0.63819 | 0.63819 | 0.63819 | 0.63819 | 0.63819 | 0.63819 | 0.63819 | 0.63819 | 0.63819 | 0.63819 | 0.63819 | 0.63819 | 0.63819 | 0.63819 | 0.63819 | 0.63819 | 0.63819 | 0.63819 | 0.63819 | 0.63819 | 0.63819 | 0.63819 | 0.63819 | 0.63819 | 0.63819 | 0.63819 | 0.63819 | 0.63819 | 0.63819 | 0.63819 | 0.63819 | 0.63819 | 0.63819 | 0.63819 | 0.63819 | 0.63819 | 0.63819 | 0.63819 | 0.63819
Reference | 19_THA | POW_Solid_Biomass_PP | SH0612 |  |  | 0.58379 | 0.61401 | 0.65146 | 0.63819 | 0.63819 | 0.63819 | 0.63819 | 0.63819 | 0.63819 | 0.63819 | 0.63819 | 0.63819 | 0.63819 | 0.63819 | 0.63819 | 0.63819 | 0.63819 | 0.63819 | 0.63819 | 0.63819 | 0.63819 | 0.63819 | 0.63819 | 0.63819 | 0.63819 | 0.63819 | 0.63819 | 0.63819 | 0.63819 | 0.63819 | 0.63819 | 0.63819 | 0.63819 | 0.63819 | 0.63819 | 0.63819 | 0.63819 | 0.63819 | 0.63819 | 0.63819 | 0.63819 | 0.63819 | 0.63819 | 0.63819 | 0.63819 | 0.63819 | 0.63819 | 0.63819 | 0.63819 | 0.63819 | 0.63819 | 0.63819 | 0.63819 | 0.63819
Reference | 19_THA | POW_Solid_Biomass_PP | SH1218 |  |  | 0.58379 | 0.61401 | 0.65146 | 0.63819 | 0.63819 | 0.63819 | 0.63819 | 0.63819 | 0.63819 | 0.63819 | 0.63819 | 0.63819 | 0.63819 | 0.63819 | 0.63819 | 0.63819 | 0.63819 | 0.63819 | 0.63819 | 0.63819 | 0.63819 | 0.63819 | 0.63819 | 0.63819 | 0.63819 | 0.63819 | 0.63819 | 0.63819 | 0.63819 | 0.63819 | 0.63819 | 0.63819 | 0.63819 | 0.63819 | 0.63819 | 0.63819 | 0.63819 | 0.63819 | 0.63819 | 0.63819 | 0.63819 | 0.63819 | 0.63819 | 0.63819 | 0.63819 | 0.63819 | 0.63819 | 0.63819 | 0.63819 | 0.63819 | 0.63819 | 0.63819 | 0.63819 | 0.63819
Reference | 19_THA | POW_Solid_Biomass_PP | SH1824 |  |  | 0.58379 | 0.61401 | 0.65146 | 0.63819 | 0.63819 | 0.63819 | 0.63819 | 0.63819 | 0.63819 | 0.63819 | 0.63819 | 0.63819 | 0.63819 | 0.63819 | 0.63819 | 0.63819 | 0.63819 | 0.63819 | 0.63819 | 0.63819 | 0.63819 | 0.63819 | 0.63819 | 0.63819 | 0.63819 | 0.63819 | 0.63819 | 0.63819 | 0.63819 | 0.63819 | 0.63819 | 0.63819 | 0.63819 | 0.63819 | 0.63819 | 0.63819 | 0.63819 | 0.63819 | 0.63819 | 0.63819 | 0.63819 | 0.63819 | 0.63819 | 0.63819 | 0.63819 | 0.63819 | 0.63819 | 0.63819 | 0.63819 | 0.63819 | 0.63819 | 0.63819 | 0.63819 | 0.63819
Reference | 19_THA | POW_Other_PP | WW0006 |  |  | 0.7527 | 0.57491 | 0.67798 | 0.59234 | 0.59234 | 0.59234 | 0.59234 | 0.59234 | 0.59234 | 0.59234 | 0.59234 | 0.59234 | 0.59234 | 0.59234 | 0.59234 | 0.59234 | 0.59234 | 0.59234 | 0.59234 | 0.59234 | 0.59234 | 0.59234 | 0.59234 | 0.59234 | 0.59234 | 0.59234 | 0.59234 | 0.59234 | 0.59234 | 0.59234 | 0.59234 | 0.59234 | 0.59234 | 0.59234 | 0.59234 | 0.59234 | 0.59234 | 0.59234 | 0.59234 | 0.59234 | 0.59234 | 0.59234 | 0.59234 | 0.59234 | 0.59234 | 0.59234 | 0.59234 | 0.59234 | 0.59234 | 0.59234 | 0.59234 | 0.59234 | 0.59234 | 0.59234
Reference | 19_THA | POW_Other_PP | WW0612 |  |  | 0.7527 | 0.57491 | 0.67798 | 0.59234 | 0.59234 | 0.59234 | 0.59234 | 0.59234 | 0.59234 | 0.59234 | 0.59234 | 0.59234 | 0.59234 | 0.59234 | 0.59234 | 0.59234 | 0.59234 | 0.59234 | 0.59234 | 0.59234 | 0.59234 | 0.59234 | 0.59234 | 0.59234 | 0.59234 | 0.59234 | 0.59234 | 0.59234 | 0.59234 | 0.59234 | 0.59234 | 0.59234 | 0.59234 | 0.59234 | 0.59234 | 0.59234 | 0.59234 | 0.59234 | 0.59234 | 0.59234 | 0.59234 | 0.59234 | 0.59234 | 0.59234 | 0.59234 | 0.59234 | 0.59234 | 0.59234 | 0.59234 | 0.59234 | 0.59234 | 0.59234 | 0.59234 | 0.59234
Reference | 19_THA | POW_Other_PP | WW1218 |  |  | 0.7527 | 0.57491 | 0.67798 | 0.59234 | 0.59234 | 0.59234 | 0.59234 | 0.59234 | 0.59234 | 0.59234 | 0.59234 | 0.59234 | 0.59234 | 0.59234 | 0.59234 | 0.59234 | 0.59234 | 0.59234 | 0.59234 | 0.59234 | 0.59234 | 0.59234 | 0.59234 | 0.59234 | 0.59234 | 0.59234 | 0.59234 | 0.59234 | 0.59234 | 0.59234 | 0.59234 | 0.59234 | 0.59234 | 0.59234 | 0.59234 | 0.59234 | 0.59234 | 0.59234 | 0.59234 | 0.59234 | 0.59234 | 0.59234 | 0.59234 | 0.59234 | 0.59234 | 0.59234 | 0.59234 | 0.59234 | 0.59234 | 0.59234 | 0.59234 | 0.59234 | 0.59234 | 0.59234
Reference | 19_THA | POW_Other_PP | WW1824 |  |  | 0.7527 | 0.57491 | 0.67798 | 0.59234 | 0.59234 | 0.59234 | 0.59234 | 0.59234 | 0.59234 | 0.59234 | 0.59234 | 0.59234 | 0.59234 | 0.59234 | 0.59234 | 0.59234 | 0.59234 | 0.59234 | 0.59234 | 0.59234 | 0.59234 | 0.59234 | 0.59234 | 0.59234 | 0.59234 | 0.59234 | 0.59234 | 0.59234 | 0.59234 | 0.59234 | 0.59234 | 0.59234 | 0.59234 | 0.59234 | 0.59234 | 0.59234 | 0.59234 | 0.59234 | 0.59234 | 0.59234 | 0.59234 | 0.59234 | 0.59234 | 0.59234 | 0.59234 | 0.59234 | 0.59234 | 0.59234 | 0.59234 | 0.59234 | 0.59234 | 0.59234 | 0.59234 | 0.59234
Reference | 19_THA | POW_Other_PP | WH0006 |  |  | 0.7527 | 0.57491 | 0.67798 | 0.59234 | 0.59234 | 0.59234 | 0.59234 | 0.59234 | 0.59234 | 0.59234 | 0.59234 | 0.59234 | 0.59234 | 0.59234 | 0.59234 | 0.59234 | 0.59234 | 0.59234 | 0.59234 | 0.59234 | 0.59234 | 0.59234 | 0.59234 | 0.59234 | 0.59234 | 0.59234 | 0.59234 | 0.59234 | 0.59234 | 0.59234 | 0.59234 | 0.59234 | 0.59234 | 0.59234 | 0.59234 | 0.59234 | 0.59234 | 0.59234 | 0.59234 | 0.59234 | 0.59234 | 0.59234 | 0.59234 | 0.59234 | 0.59234 | 0.59234 | 0.59234 | 0.59234 | 0.59234 | 0.59234 | 0.59234 | 0.59234 | 0.59234 | 0.59234
Reference | 19_THA | POW_Other_PP | WH0612 |  |  | 0.7527 | 0.57491 | 0.67798 | 0.59234 | 0.59234 | 0.59234 | 0.59234 | 0.59234 | 0.59234 | 0.59234 | 0.59234 | 0.59234 | 0.59234 | 0.59234 | 0.59234 | 0.59234 | 0.59234 | 0.59234 | 0.59234 | 0.59234 | 0.59234 | 0.59234 | 0.59234 | 0.59234 | 0.59234 | 0.59234 | 0.59234 | 0.59234 | 0.59234 | 0.59234 | 0.59234 | 0.59234 | 0.59234 | 0.59234 | 0.59234 | 0.59234 | 0.59234 | 0.59234 | 0.59234 | 0.59234 | 0.59234 | 0.59234 | 0.59234 | 0.59234 | 0.59234 | 0.59234 | 0.59234 | 0.59234 | 0.59234 | 0.59234 | 0.59234 | 0.59234 | 0.59234 | 0.59234
Reference | 19_THA | POW_Other_PP | WH1218 |  |  | 0.7527 | 0.57491 | 0.67798 | 0.59234 | 0.59234 | 0.59234 | 0.59234 | 0.59234 | 0.59234 | 0.59234 | 0.59234 | 0.59234 | 0.59234 | 0.59234 | 0.59234 | 0.59234 | 0.59234 | 0.59234 | 0.59234 | 0.59234 | 0.59234 | 0.59234 | 0.59234 | 0.59234 | 0.59234 | 0.59234 | 0.59234 | 0.59234 | 0.59234 | 0.59234 | 0.59234 | 0.59234 | 0.59234 | 0.59234 | 0.59234 | 0.59234 | 0.59234 | 0.59234 | 0.59234 | 0.59234 | 0.59234 | 0.59234 | 0.59234 | 0.59234 | 0.59234 | 0.59234 | 0.59234 | 0.59234 | 0.59234 | 0.59234 | 0.59234 | 0.59234 | 0.59234 | 0.59234
Reference | 19_THA | POW_Other_PP | WH1824 |  |  | 0.7527 | 0.57491 | 0.67798 | 0.59234 | 0.59234 | 0.59234 | 0.59234 | 0.59234 | 0.59234 | 0.59234 | 0.59234 | 0.59234 | 0.59234 | 0.59234 | 0.59234 | 0.59234 | 0.59234 | 0.59234 | 0.59234 | 0.59234 | 0.59234 | 0.59234 | 0.59234 | 0.59234 | 0.59234 | 0.59234 | 0.59234 | 0.59234 | 0.59234 | 0.59234 | 0.59234 | 0.59234 | 0.59234 | 0.59234 | 0.59234 | 0.59234 | 0.59234 | 0.59234 | 0.59234 | 0.59234 | 0.59234 | 0.59234 | 0.59234 | 0.59234 | 0.59234 | 0.59234 | 0.59234 | 0.59234 | 0.59234 | 0.59234 | 0.59234 | 0.59234 | 0.59234 | 0.59234
Reference | 19_THA | POW_Other_PP | IW0006 |  |  | 0.7527 | 0.57491 | 0.67798 | 0.59234 | 0.59234 | 0.59234 | 0.59234 | 0.59234 | 0.59234 | 0.59234 | 0.59234 | 0.59234 | 0.59234 | 0.59234 | 0.59234 | 0.59234 | 0.59234 | 0.59234 | 0.59234 | 0.59234 | 0.59234 | 0.59234 | 0.59234 | 0.59234 | 0.59234 | 0.59234 | 0.59234 | 0.59234 | 0.59234 | 0.59234 | 0.59234 | 0.59234 | 0.59234 | 0.59234 | 0.59234 | 0.59234 | 0.59234 | 0.59234 | 0.59234 | 0.59234 | 0.59234 | 0.59234 | 0.59234 | 0.59234 | 0.59234 | 0.59234 | 0.59234 | 0.59234 | 0.59234 | 0.59234 | 0.59234 | 0.59234 | 0.59234 | 0.59234
Reference | 19_THA | POW_Other_PP | IW0612 |  |  | 0.7527 | 0.57491 | 0.67798 | 0.59234 | 0.59234 | 0.59234 | 0.59234 | 0.59234 | 0.59234 | 0.59234 | 0.59234 | 0.59234 | 0.59234 | 0.59234 | 0.59234 | 0.59234 | 0.59234 | 0.59234 | 0.59234 | 0.59234 | 0.59234 | 0.59234 | 0.59234 | 0.59234 | 0.59234 | 0.59234 | 0.59234 | 0.59234 | 0.59234 | 0.59234 | 0.59234 | 0.59234 | 0.59234 | 0.59234 | 0.59234 | 0.59234 | 0.59234 | 0.59234 | 0.59234 | 0.59234 | 0.59234 | 0.59234 | 0.59234 | 0.59234 | 0.59234 | 0.59234 | 0.59234 | 0.59234 | 0.59234 | 0.59234 | 0.59234 | 0.59234 | 0.59234 | 0.59234
Reference | 19_THA | POW_Other_PP | IW1218 |  |  | 0.7527 | 0.57491 | 0.67798 | 0.59234 | 0.59234 | 0.59234 | 0.59234 | 0.59234 | 0.59234 | 0.59234 | 0.59234 | 0.59234 | 0.59234 | 0.59234 | 0.59234 | 0.59234 | 0.59234 | 0.59234 | 0.59234 | 0.59234 | 0.59234 | 0.59234 | 0.59234 | 0.59234 | 0.59234 | 0.59234 | 0.59234 | 0.59234 | 0.59234 | 0.59234 | 0.59234 | 0.59234 | 0.59234 | 0.59234 | 0.59234 | 0.59234 | 0.59234 | 0.59234 | 0.59234 | 0.59234 | 0.59234 | 0.59234 | 0.59234 | 0.59234 | 0.59234 | 0.59234 | 0.59234 | 0.59234 | 0.59234 | 0.59234 | 0.59234 | 0.59234 | 0.59234 | 0.59234
Reference | 19_THA | POW_Other_PP | IW1824 |  |  | 0.7527 | 0.57491 | 0.67798 | 0.59234 | 0.59234 | 0.59234 | 0.59234 | 0.59234 | 0.59234 | 0.59234 | 0.59234 | 0.59234 | 0.59234 | 0.59234 | 0.59234 | 0.59234 | 0.59234 | 0.59234 | 0.59234 | 0.59234 | 0.59234 | 0.59234 | 0.59234 | 0.59234 | 0.59234 | 0.59234 | 0.59234 | 0.59234 | 0.59234 | 0.59234 | 0.59234 | 0.59234 | 0.59234 | 0.59234 | 0.59234 | 0.59234 | 0.59234 | 0.59234 | 0.59234 | 0.59234 | 0.59234 | 0.59234 | 0.59234 | 0.59234 | 0.59234 | 0.59234 | 0.59234 | 0.59234 | 0.59234 | 0.59234 | 0.59234 | 0.59234 | 0.59234 | 0.59234
Reference | 19_THA | POW_Other_PP | IH0006 |  |  | 0.7527 | 0.57491 | 0.67798 | 0.59234 | 0.59234 | 0.59234 | 0.59234 | 0.59234 | 0.59234 | 0.59234 | 0.59234 | 0.59234 | 0.59234 | 0.59234 | 0.59234 | 0.59234 | 0.59234 | 0.59234 | 0.59234 | 0.59234 | 0.59234 | 0.59234 | 0.59234 | 0.59234 | 0.59234 | 0.59234 | 0.59234 | 0.59234 | 0.59234 | 0.59234 | 0.59234 | 0.59234 | 0.59234 | 0.59234 | 0.59234 | 0.59234 | 0.59234 | 0.59234 | 0.59234 | 0.59234 | 0.59234 | 0.59234 | 0.59234 | 0.59234 | 0.59234 | 0.59234 | 0.59234 | 0.59234 | 0.59234 | 0.59234 | 0.59234 | 0.59234 | 0.59234 | 0.59234
Reference | 19_THA | POW_Other_PP | IH0612 |  |  | 0.7527 | 0.57491 | 0.67798 | 0.59234 | 0.59234 | 0.59234 | 0.59234 | 0.59234 | 0.59234 | 0.59234 | 0.59234 | 0.59234 | 0.59234 | 0.59234 | 0.59234 | 0.59234 | 0.59234 | 0.59234 | 0.59234 | 0.59234 | 0.59234 | 0.59234 | 0.59234 | 0.59234 | 0.59234 | 0.59234 | 0.59234 | 0.59234 | 0.59234 | 0.59234 | 0.59234 | 0.59234 | 0.59234 | 0.59234 | 0.59234 | 0.59234 | 0.59234 | 0.59234 | 0.59234 | 0.59234 | 0.59234 | 0.59234 | 0.59234 | 0.59234 | 0.59234 | 0.59234 | 0.59234 | 0.59234 | 0.59234 | 0.59234 | 0.59234 | 0.59234 | 0.59234 | 0.59234
Reference | 19_THA | POW_Other_PP | IH1218 |  |  | 0.7527 | 0.57491 | 0.67798 | 0.59234 | 0.59234 | 0.59234 | 0.59234 | 0.59234 | 0.59234 | 0.59234 | 0.59234 | 0.59234 | 0.59234 | 0.59234 | 0.59234 | 0.59234 | 0.59234 | 0.59234 | 0.59234 | 0.59234 | 0.59234 | 0.59234 | 0.59234 | 0.59234 | 0.59234 | 0.59234 | 0.59234 | 0.59234 | 0.59234 | 0.59234 | 0.59234 | 0.59234 | 0.59234 | 0.59234 | 0.59234 | 0.59234 | 0.59234 | 0.59234 | 0.59234 | 0.59234 | 0.59234 | 0.59234 | 0.59234 | 0.59234 | 0.59234 | 0.59234 | 0.59234 | 0.59234 | 0.59234 | 0.59234 | 0.59234 | 0.59234 | 0.59234 | 0.59234
Reference | 19_THA | POW_Other_PP | IH1824 |  |  | 0.7527 | 0.57491 | 0.67798 | 0.59234 | 0.59234 | 0.59234 | 0.59234 | 0.59234 | 0.59234 | 0.59234 | 0.59234 | 0.59234 | 0.59234 | 0.59234 | 0.59234 | 0.59234 | 0.59234 | 0.59234 | 0.59234 | 0.59234 | 0.59234 | 0.59234 | 0.59234 | 0.59234 | 0.59234 | 0.59234 | 0.59234 | 0.59234 | 0.59234 | 0.59234 | 0.59234 | 0.59234 | 0.59234 | 0.59234 | 0.59234 | 0.59234 | 0.59234 | 0.59234 | 0.59234 | 0.59234 | 0.59234 | 0.59234 | 0.59234 | 0.59234 | 0.59234 | 0.59234 | 0.59234 | 0.59234 | 0.59234 | 0.59234 | 0.59234 | 0.59234 | 0.59234 | 0.59234
Reference | 19_THA | POW_Other_PP | SW0006 |  |  | 0.7527 | 0.57491 | 0.67798 | 0.59234 | 0.59234 | 0.59234 | 0.59234 | 0.59234 | 0.59234 | 0.59234 | 0.59234 | 0.59234 | 0.59234 | 0.59234 | 0.59234 | 0.59234 | 0.59234 | 0.59234 | 0.59234 | 0.59234 | 0.59234 | 0.59234 | 0.59234 | 0.59234 | 0.59234 | 0.59234 | 0.59234 | 0.59234 | 0.59234 | 0.59234 | 0.59234 | 0.59234 | 0.59234 | 0.59234 | 0.59234 | 0.59234 | 0.59234 | 0.59234 | 0.59234 | 0.59234 | 0.59234 | 0.59234 | 0.59234 | 0.59234 | 0.59234 | 0.59234 | 0.59234 | 0.59234 | 0.59234 | 0.59234 | 0.59234 | 0.59234 | 0.59234 | 0.59234
Reference | 19_THA | POW_Other_PP | SW0612 |  |  | 0.7527 | 0.57491 | 0.67798 | 0.59234 | 0.59234 | 0.59234 | 0.59234 | 0.59234 | 0.59234 | 0.59234 | 0.59234 | 0.59234 | 0.59234 | 0.59234 | 0.59234 | 0.59234 | 0.59234 | 0.59234 | 0.59234 | 0.59234 | 0.59234 | 0.59234 | 0.59234 | 0.59234 | 0.59234 | 0.59234 | 0.59234 | 0.59234 | 0.59234 | 0.59234 | 0.59234 | 0.59234 | 0.59234 | 0.59234 | 0.59234 | 0.59234 | 0.59234 | 0.59234 | 0.59234 | 0.59234 | 0.59234 | 0.59234 | 0.59234 | 0.59234 | 0.59234 | 0.59234 | 0.59234 | 0.59234 | 0.59234 | 0.59234 | 0.59234 | 0.59234 | 0.59234 | 0.59234
Reference | 19_THA | POW_Other_PP | SW1218 |  |  | 0.7527 | 0.57491 | 0.67798 | 0.59234 | 0.59234 | 0.59234 | 0.59234 | 0.59234 | 0.59234 | 0.59234 | 0.59234 | 0.59234 | 0.59234 | 0.59234 | 0.59234 | 0.59234 | 0.59234 | 0.59234 | 0.59234 | 0.59234 | 0.59234 | 0.59234 | 0.59234 | 0.59234 | 0.59234 | 0.59234 | 0.59234 | 0.59234 | 0.59234 | 0.59234 | 0.59234 | 0.59234 | 0.59234 | 0.59234 | 0.59234 | 0.59234 | 0.59234 | 0.59234 | 0.59234 | 0.59234 | 0.59234 | 0.59234 | 0.59234 | 0.59234 | 0.59234 | 0.59234 | 0.59234 | 0.59234 | 0.59234 | 0.59234 | 0.59234 | 0.59234 | 0.59234 | 0.59234
Reference | 19_THA | POW_Other_PP | SW1824 |  |  | 0.7527 | 0.57491 | 0.67798 | 0.59234 | 0.59234 | 0.59234 | 0.59234 | 0.59234 | 0.59234 | 0.59234 | 0.59234 | 0.59234 | 0.59234 | 0.59234 | 0.59234 | 0.59234 | 0.59234 | 0.59234 | 0.59234 | 0.59234 | 0.59234 | 0.59234 | 0.59234 | 0.59234 | 0.59234 | 0.59234 | 0.59234 | 0.59234 | 0.59234 | 0.59234 | 0.59234 | 0.59234 | 0.59234 | 0.59234 | 0.59234 | 0.59234 | 0.59234 | 0.59234 | 0.59234 | 0.59234 | 0.59234 | 0.59234 | 0.59234 | 0.59234 | 0.59234 | 0.59234 | 0.59234 | 0.59234 | 0.59234 | 0.59234 | 0.59234 | 0.59234 | 0.59234 | 0.59234
Reference | 19_THA | POW_Other_PP | SH0006 |  |  | 0.7527 | 0.57491 | 0.67798 | 0.59234 | 0.59234 | 0.59234 | 0.59234 | 0.59234 | 0.59234 | 0.59234 | 0.59234 | 0.59234 | 0.59234 | 0.59234 | 0.59234 | 0.59234 | 0.59234 | 0.59234 | 0.59234 | 0.59234 | 0.59234 | 0.59234 | 0.59234 | 0.59234 | 0.59234 | 0.59234 | 0.59234 | 0.59234 | 0.59234 | 0.59234 | 0.59234 | 0.59234 | 0.59234 | 0.59234 | 0.59234 | 0.59234 | 0.59234 | 0.59234 | 0.59234 | 0.59234 | 0.59234 | 0.59234 | 0.59234 | 0.59234 | 0.59234 | 0.59234 | 0.59234 | 0.59234 | 0.59234 | 0.59234 | 0.59234 | 0.59234 | 0.59234 | 0.59234
Reference | 19_THA | POW_Other_PP | SH0612 |  |  | 0.7527 | 0.57491 | 0.67798 | 0.59234 | 0.59234 | 0.59234 | 0.59234 | 0.59234 | 0.59234 | 0.59234 | 0.59234 | 0.59234 | 0.59234 | 0.59234 | 0.59234 | 0.59234 | 0.59234 | 0.59234 | 0.59234 | 0.59234 | 0.59234 | 0.59234 | 0.59234 | 0.59234 | 0.59234 | 0.59234 | 0.59234 | 0.59234 | 0.59234 | 0.59234 | 0.59234 | 0.59234 | 0.59234 | 0.59234 | 0.59234 | 0.59234 | 0.59234 | 0.59234 | 0.59234 | 0.59234 | 0.59234 | 0.59234 | 0.59234 | 0.59234 | 0.59234 | 0.59234 | 0.59234 | 0.59234 | 0.59234 | 0.59234 | 0.59234 | 0.59234 | 0.59234 | 0.59234
Reference | 19_THA | POW_Other_PP | SH1218 |  |  | 0.7527 | 0.57491 | 0.67798 | 0.59234 | 0.59234 | 0.59234 | 0.59234 | 0.59234 | 0.59234 | 0.59234 | 0.59234 | 0.59234 | 0.59234 | 0.59234 | 0.59234 | 0.59234 | 0.59234 | 0.59234 | 0.59234 | 0.59234 | 0.59234 | 0.59234 | 0.59234 | 0.59234 | 0.59234 | 0.59234 | 0.59234 | 0.59234 | 0.59234 | 0.59234 | 0.59234 | 0.59234 | 0.59234 | 0.59234 | 0.59234 | 0.59234 | 0.59234 | 0.59234 | 0.59234 | 0.59234 | 0.59234 | 0.59234 | 0.59234 | 0.59234 | 0.59234 | 0.59234 | 0.59234 | 0.59234 | 0.59234 | 0.59234 | 0.59234 | 0.59234 | 0.59234 | 0.59234
Reference | 19_THA | POW_Other_PP | SH1824 |  |  | 0.7527 | 0.57491 | 0.67798 | 0.59234 | 0.59234 | 0.59234 | 0.59234 | 0.59234 | 0.59234 | 0.59234 | 0.59234 | 0.59234 | 0.59234 | 0.59234 | 0.59234 | 0.59234 | 0.59234 | 0.59234 | 0.59234 | 0.59234 | 0.59234 | 0.59234 | 0.59234 | 0.59234 | 0.59234 | 0.59234 | 0.59234 | 0.59234 | 0.59234 | 0.59234 | 0.59234 | 0.59234 | 0.59234 | 0.59234 | 0.59234 | 0.59234 | 0.59234 | 0.59234 | 0.59234 | 0.59234 | 0.59234 | 0.59234 | 0.59234 | 0.59234 | 0.59234 | 0.59234 | 0.59234 | 0.59234 | 0.59234 | 0.59234 | 0.59234 | 0.59234 | 0.59234 | 0.59234
Reference | 19_THA | POW_TBATT | WW0006 |  |  | 0.9 | 0.9 | 0.9 | 0.9 | 0.9 | 0.9 | 0.9 | 0.9 | 0.9 | 0.9 | 0.9 | 0.9 | 0.9 | 0.9 | 0.9 | 0.9 | 0.9 | 0.9 | 0.9 | 0.9 | 0.9 | 0.9 | 0.9 | 0.9 | 0.9 | 0.9 | 0.9 | 0.9 | 0.9 | 0.9 | 0.9 | 0.9 | 0.9 | 0.9 | 0.9 | 0.9 | 0.9 | 0.9 | 0.9 | 0.9 | 0.9 | 0.9 | 0.9 | 0.9 | 0.9 | 0.9 | 0.9 | 0.9 | 0.9 | 0.9 | 0.9 | 0.9 | 0.9 | 0.9
Reference | 19_THA | POW_TBATT | WW0612 |  |  | 0.9 | 0.9 | 0.9 | 0.9 | 0.9 | 0.9 | 0.9 | 0.9 | 0.9 | 0.9 | 0.9 | 0.9 | 0.9 | 0.9 | 0.9 | 0.9 | 0.9 | 0.9 | 0.9 | 0.9 | 0.9 | 0.9 | 0.9 | 0.9 | 0.9 | 0.9 | 0.9 | 0.9 | 0.9 | 0.9 | 0.9 | 0.9 | 0.9 | 0.9 | 0.9 | 0.9 | 0.9 | 0.9 | 0.9 | 0.9 | 0.9 | 0.9 | 0.9 | 0.9 | 0.9 | 0.9 | 0.9 | 0.9 | 0.9 | 0.9 | 0.9 | 0.9 | 0.9 | 0.9
Reference | 19_THA | POW_TBATT | WW1218 |  |  | 0.9 | 0.9 | 0.9 | 0.9 | 0.9 | 0.9 | 0.9 | 0.9 | 0.9 | 0.9 | 0.9 | 0.9 | 0.9 | 0.9 | 0.9 | 0.9 | 0.9 | 0.9 | 0.9 | 0.9 | 0.9 | 0.9 | 0.9 | 0.9 | 0.9 | 0.9 | 0.9 | 0.9 | 0.9 | 0.9 | 0.9 | 0.9 | 0.9 | 0.9 | 0.9 | 0.9 | 0.9 | 0.9 | 0.9 | 0.9 | 0.9 | 0.9 | 0.9 | 0.9 | 0.9 | 0.9 | 0.9 | 0.9 | 0.9 | 0.9 | 0.9 | 0.9 | 0.9 | 0.9
Reference | 19_THA | POW_TBATT | WW1824 |  |  | 0.9 | 0.9 | 0.9 | 0.9 | 0.9 | 0.9 | 0.9 | 0.9 | 0.9 | 0.9 | 0.9 | 0.9 | 0.9 | 0.9 | 0.9 | 0.9 | 0.9 | 0.9 | 0.9 | 0.9 | 0.9 | 0.9 | 0.9 | 0.9 | 0.9 | 0.9 | 0.9 | 0.9 | 0.9 | 0.9 | 0.9 | 0.9 | 0.9 | 0.9 | 0.9 | 0.9 | 0.9 | 0.9 | 0.9 | 0.9 | 0.9 | 0.9 | 0.9 | 0.9 | 0.9 | 0.9 | 0.9 | 0.9 | 0.9 | 0.9 | 0.9 | 0.9 | 0.9 | 0.9
Reference | 19_THA | POW_TBATT | WH0006 |  |  | 0.9 | 0.9 | 0.9 | 0.9 | 0.9 | 0.9 | 0.9 | 0.9 | 0.9 | 0.9 | 0.9 | 0.9 | 0.9 | 0.9 | 0.9 | 0.9 | 0.9 | 0.9 | 0.9 | 0.9 | 0.9 | 0.9 | 0.9 | 0.9 | 0.9 | 0.9 | 0.9 | 0.9 | 0.9 | 0.9 | 0.9 | 0.9 | 0.9 | 0.9 | 0.9 | 0.9 | 0.9 | 0.9 | 0.9 | 0.9 | 0.9 | 0.9 | 0.9 | 0.9 | 0.9 | 0.9 | 0.9 | 0.9 | 0.9 | 0.9 | 0.9 | 0.9 | 0.9 | 0.9
Reference | 19_THA | POW_TBATT | WH0612 |  |  | 0.9 | 0.9 | 0.9 | 0.9 | 0.9 | 0.9 | 0.9 | 0.9 | 0.9 | 0.9 | 0.9 | 0.9 | 0.9 | 0.9 | 0.9 | 0.9 | 0.9 | 0.9 | 0.9 | 0.9 | 0.9 | 0.9 | 0.9 | 0.9 | 0.9 | 0.9 | 0.9 | 0.9 | 0.9 | 0.9 | 0.9 | 0.9 | 0.9 | 0.9 | 0.9 | 0.9 | 0.9 | 0.9 | 0.9 | 0.9 | 0.9 | 0.9 | 0.9 | 0.9 | 0.9 | 0.9 | 0.9 | 0.9 | 0.9 | 0.9 | 0.9 | 0.9 | 0.9 | 0.9
Reference | 19_THA | POW_TBATT | WH1218 |  |  | 0.9 | 0.9 | 0.9 | 0.9 | 0.9 | 0.9 | 0.9 | 0.9 | 0.9 | 0.9 | 0.9 | 0.9 | 0.9 | 0.9 | 0.9 | 0.9 | 0.9 | 0.9 | 0.9 | 0.9 | 0.9 | 0.9 | 0.9 | 0.9 | 0.9 | 0.9 | 0.9 | 0.9 | 0.9 | 0.9 | 0.9 | 0.9 | 0.9 | 0.9 | 0.9 | 0.9 | 0.9 | 0.9 | 0.9 | 0.9 | 0.9 | 0.9 | 0.9 | 0.9 | 0.9 | 0.9 | 0.9 | 0.9 | 0.9 | 0.9 | 0.9 | 0.9 | 0.9 | 0.9
Reference | 19_THA | POW_TBATT | WH1824 |  |  | 0.9 | 0.9 | 0.9 | 0.9 | 0.9 | 0.9 | 0.9 | 0.9 | 0.9 | 0.9 | 0.9 | 0.9 | 0.9 | 0.9 | 0.9 | 0.9 | 0.9 | 0.9 | 0.9 | 0.9 | 0.9 | 0.9 | 0.9 | 0.9 | 0.9 | 0.9 | 0.9 | 0.9 | 0.9 | 0.9 | 0.9 | 0.9 | 0.9 | 0.9 | 0.9 | 0.9 | 0.9 | 0.9 | 0.9 | 0.9 | 0.9 | 0.9 | 0.9 | 0.9 | 0.9 | 0.9 | 0.9 | 0.9 | 0.9 | 0.9 | 0.9 | 0.9 | 0.9 | 0.9
Reference | 19_THA | POW_TBATT | IW0006 |  |  | 0.9 | 0.9 | 0.9 | 0.9 | 0.9 | 0.9 | 0.9 | 0.9 | 0.9 | 0.9 | 0.9 | 0.9 | 0.9 | 0.9 | 0.9 | 0.9 | 0.9 | 0.9 | 0.9 | 0.9 | 0.9 | 0.9 | 0.9 | 0.9 | 0.9 | 0.9 | 0.9 | 0.9 | 0.9 | 0.9 | 0.9 | 0.9 | 0.9 | 0.9 | 0.9 | 0.9 | 0.9 | 0.9 | 0.9 | 0.9 | 0.9 | 0.9 | 0.9 | 0.9 | 0.9 | 0.9 | 0.9 | 0.9 | 0.9 | 0.9 | 0.9 | 0.9 | 0.9 | 0.9
Reference | 19_THA | POW_TBATT | IW0612 |  |  | 0.9 | 0.9 | 0.9 | 0.9 | 0.9 | 0.9 | 0.9 | 0.9 | 0.9 | 0.9 | 0.9 | 0.9 | 0.9 | 0.9 | 0.9 | 0.9 | 0.9 | 0.9 | 0.9 | 0.9 | 0.9 | 0.9 | 0.9 | 0.9 | 0.9 | 0.9 | 0.9 | 0.9 | 0.9 | 0.9 | 0.9 | 0.9 | 0.9 | 0.9 | 0.9 | 0.9 | 0.9 | 0.9 | 0.9 | 0.9 | 0.9 | 0.9 | 0.9 | 0.9 | 0.9 | 0.9 | 0.9 | 0.9 | 0.9 | 0.9 | 0.9 | 0.9 | 0.9 | 0.9
Reference | 19_THA | POW_TBATT | IW1218 |  |  | 0.9 | 0.9 | 0.9 | 0.9 | 0.9 | 0.9 | 0.9 | 0.9 | 0.9 | 0.9 | 0.9 | 0.9 | 0.9 | 0.9 | 0.9 | 0.9 | 0.9 | 0.9 | 0.9 | 0.9 | 0.9 | 0.9 | 0.9 | 0.9 | 0.9 | 0.9 | 0.9 | 0.9 | 0.9 | 0.9 | 0.9 | 0.9 | 0.9 | 0.9 | 0.9 | 0.9 | 0.9 | 0.9 | 0.9 | 0.9 | 0.9 | 0.9 | 0.9 | 0.9 | 0.9 | 0.9 | 0.9 | 0.9 | 0.9 | 0.9 | 0.9 | 0.9 | 0.9 | 0.9
Reference | 19_THA | POW_TBATT | IW1824 |  |  | 0.9 | 0.9 | 0.9 | 0.9 | 0.9 | 0.9 | 0.9 | 0.9 | 0.9 | 0.9 | 0.9 | 0.9 | 0.9 | 0.9 | 0.9 | 0.9 | 0.9 | 0.9 | 0.9 | 0.9 | 0.9 | 0.9 | 0.9 | 0.9 | 0.9 | 0.9 | 0.9 | 0.9 | 0.9 | 0.9 | 0.9 | 0.9 | 0.9 | 0.9 | 0.9 | 0.9 | 0.9 | 0.9 | 0.9 | 0.9 | 0.9 | 0.9 | 0.9 | 0.9 | 0.9 | 0.9 | 0.9 | 0.9 | 0.9 | 0.9 | 0.9 | 0.9 | 0.9 | 0.9
Reference | 19_THA | POW_TBATT | IH0006 |  |  | 0.9 | 0.9 | 0.9 | 0.9 | 0.9 | 0.9 | 0.9 | 0.9 | 0.9 | 0.9 | 0.9 | 0.9 | 0.9 | 0.9 | 0.9 | 0.9 | 0.9 | 0.9 | 0.9 | 0.9 | 0.9 | 0.9 | 0.9 | 0.9 | 0.9 | 0.9 | 0.9 | 0.9 | 0.9 | 0.9 | 0.9 | 0.9 | 0.9 | 0.9 | 0.9 | 0.9 | 0.9 | 0.9 | 0.9 | 0.9 | 0.9 | 0.9 | 0.9 | 0.9 | 0.9 | 0.9 | 0.9 | 0.9 | 0.9 | 0.9 | 0.9 | 0.9 | 0.9 | 0.9
Reference | 19_THA | POW_TBATT | IH0612 |  |  | 0.9 | 0.9 | 0.9 | 0.9 | 0.9 | 0.9 | 0.9 | 0.9 | 0.9 | 0.9 | 0.9 | 0.9 | 0.9 | 0.9 | 0.9 | 0.9 | 0.9 | 0.9 | 0.9 | 0.9 | 0.9 | 0.9 | 0.9 | 0.9 | 0.9 | 0.9 | 0.9 | 0.9 | 0.9 | 0.9 | 0.9 | 0.9 | 0.9 | 0.9 | 0.9 | 0.9 | 0.9 | 0.9 | 0.9 | 0.9 | 0.9 | 0.9 | 0.9 | 0.9 | 0.9 | 0.9 | 0.9 | 0.9 | 0.9 | 0.9 | 0.9 | 0.9 | 0.9 | 0.9
Reference | 19_THA | POW_TBATT | IH1218 |  |  | 0.9 | 0.9 | 0.9 | 0.9 | 0.9 | 0.9 | 0.9 | 0.9 | 0.9 | 0.9 | 0.9 | 0.9 | 0.9 | 0.9 | 0.9 | 0.9 | 0.9 | 0.9 | 0.9 | 0.9 | 0.9 | 0.9 | 0.9 | 0.9 | 0.9 | 0.9 | 0.9 | 0.9 | 0.9 | 0.9 | 0.9 | 0.9 | 0.9 | 0.9 | 0.9 | 0.9 | 0.9 | 0.9 | 0.9 | 0.9 | 0.9 | 0.9 | 0.9 | 0.9 | 0.9 | 0.9 | 0.9 | 0.9 | 0.9 | 0.9 | 0.9 | 0.9 | 0.9 | 0.9
Reference | 19_THA | POW_TBATT | IH1824 |  |  | 0.9 | 0.9 | 0.9 | 0.9 | 0.9 | 0.9 | 0.9 | 0.9 | 0.9 | 0.9 | 0.9 | 0.9 | 0.9 | 0.9 | 0.9 | 0.9 | 0.9 | 0.9 | 0.9 | 0.9 | 0.9 | 0.9 | 0.9 | 0.9 | 0.9 | 0.9 | 0.9 | 0.9 | 0.9 | 0.9 | 0.9 | 0.9 | 0.9 | 0.9 | 0.9 | 0.9 | 0.9 | 0.9 | 0.9 | 0.9 | 0.9 | 0.9 | 0.9 | 0.9 | 0.9 | 0.9 | 0.9 | 0.9 | 0.9 | 0.9 | 0.9 | 0.9 | 0.9 | 0.9
Reference | 19_THA | POW_TBATT | SW0006 |  |  | 0.9 | 0.9 | 0.9 | 0.9 | 0.9 | 0.9 | 0.9 | 0.9 | 0.9 | 0.9 | 0.9 | 0.9 | 0.9 | 0.9 | 0.9 | 0.9 | 0.9 | 0.9 | 0.9 | 0.9 | 0.9 | 0.9 | 0.9 | 0.9 | 0.9 | 0.9 | 0.9 | 0.9 | 0.9 | 0.9 | 0.9 | 0.9 | 0.9 | 0.9 | 0.9 | 0.9 | 0.9 | 0.9 | 0.9 | 0.9 | 0.9 | 0.9 | 0.9 | 0.9 | 0.9 | 0.9 | 0.9 | 0.9 | 0.9 | 0.9 | 0.9 | 0.9 | 0.9 | 0.9
Reference | 19_THA | POW_TBATT | SW0612 |  |  | 0.9 | 0.9 | 0.9 | 0.9 | 0.9 | 0.9 | 0.9 | 0.9 | 0.9 | 0.9 | 0.9 | 0.9 | 0.9 | 0.9 | 0.9 | 0.9 | 0.9 | 0.9 | 0.9 | 0.9 | 0.9 | 0.9 | 0.9 | 0.9 | 0.9 | 0.9 | 0.9 | 0.9 | 0.9 | 0.9 | 0.9 | 0.9 | 0.9 | 0.9 | 0.9 | 0.9 | 0.9 | 0.9 | 0.9 | 0.9 | 0.9 | 0.9 | 0.9 | 0.9 | 0.9 | 0.9 | 0.9 | 0.9 | 0.9 | 0.9 | 0.9 | 0.9 | 0.9 | 0.9
Reference | 19_THA | POW_TBATT | SW1218 |  |  | 0.9 | 0.9 | 0.9 | 0.9 | 0.9 | 0.9 | 0.9 | 0.9 | 0.9 | 0.9 | 0.9 | 0.9 | 0.9 | 0.9 | 0.9 | 0.9 | 0.9 | 0.9 | 0.9 | 0.9 | 0.9 | 0.9 | 0.9 | 0.9 | 0.9 | 0.9 | 0.9 | 0.9 | 0.9 | 0.9 | 0.9 | 0.9 | 0.9 | 0.9 | 0.9 | 0.9 | 0.9 | 0.9 | 0.9 | 0.9 | 0.9 | 0.9 | 0.9 | 0.9 | 0.9 | 0.9 | 0.9 | 0.9 | 0.9 | 0.9 | 0.9 | 0.9 | 0.9 | 0.9
Reference | 19_THA | POW_TBATT | SW1824 |  |  | 0.9 | 0.9 | 0.9 | 0.9 | 0.9 | 0.9 | 0.9 | 0.9 | 0.9 | 0.9 | 0.9 | 0.9 | 0.9 | 0.9 | 0.9 | 0.9 | 0.9 | 0.9 | 0.9 | 0.9 | 0.9 | 0.9 | 0.9 | 0.9 | 0.9 | 0.9 | 0.9 | 0.9 | 0.9 | 0.9 | 0.9 | 0.9 | 0.9 | 0.9 | 0.9 | 0.9 | 0.9 | 0.9 | 0.9 | 0.9 | 0.9 | 0.9 | 0.9 | 0.9 | 0.9 | 0.9 | 0.9 | 0.9 | 0.9 | 0.9 | 0.9 | 0.9 | 0.9 | 0.9
Reference | 19_THA | POW_TBATT | SH0006 |  |  | 0.9 | 0.9 | 0.9 | 0.9 | 0.9 | 0.9 | 0.9 | 0.9 | 0.9 | 0.9 | 0.9 | 0.9 | 0.9 | 0.9 | 0.9 | 0.9 | 0.9 | 0.9 | 0.9 | 0.9 | 0.9 | 0.9 | 0.9 | 0.9 | 0.9 | 0.9 | 0.9 | 0.9 | 0.9 | 0.9 | 0.9 | 0.9 | 0.9 | 0.9 | 0.9 | 0.9 | 0.9 | 0.9 | 0.9 | 0.9 | 0.9 | 0.9 | 0.9 | 0.9 | 0.9 | 0.9 | 0.9 | 0.9 | 0.9 | 0.9 | 0.9 | 0.9 | 0.9 | 0.9
Reference | 19_THA | POW_TBATT | SH0612 |  |  | 0.9 | 0.9 | 0.9 | 0.9 | 0.9 | 0.9 | 0.9 | 0.9 | 0.9 | 0.9 | 0.9 | 0.9 | 0.9 | 0.9 | 0.9 | 0.9 | 0.9 | 0.9 | 0.9 | 0.9 | 0.9 | 0.9 | 0.9 | 0.9 | 0.9 | 0.9 | 0.9 | 0.9 | 0.9 | 0.9 | 0.9 | 0.9 | 0.9 | 0.9 | 0.9 | 0.9 | 0.9 | 0.9 | 0.9 | 0.9 | 0.9 | 0.9 | 0.9 | 0.9 | 0.9 | 0.9 | 0.9 | 0.9 | 0.9 | 0.9 | 0.9 | 0.9 | 0.9 | 0.9
Reference | 19_THA | POW_TBATT | SH1218 |  |  | 0.9 | 0.9 | 0.9 | 0.9 | 0.9 | 0.9 | 0.9 | 0.9 | 0.9 | 0.9 | 0.9 | 0.9 | 0.9 | 0.9 | 0.9 | 0.9 | 0.9 | 0.9 | 0.9 | 0.9 | 0.9 | 0.9 | 0.9 | 0.9 | 0.9 | 0.9 | 0.9 | 0.9 | 0.9 | 0.9 | 0.9 | 0.9 | 0.9 | 0.9 | 0.9 | 0.9 | 0.9 | 0.9 | 0.9 | 0.9 | 0.9 | 0.9 | 0.9 | 0.9 | 0.9 | 0.9 | 0.9 | 0.9 | 0.9 | 0.9 | 0.9 | 0.9 | 0.9 | 0.9
Reference | 19_THA | POW_TBATT | SH1824 |  |  | 0.9 | 0.9 | 0.9 | 0.9 | 0.9 | 0.9 | 0.9 | 0.9 | 0.9 | 0.9 | 0.9 | 0.9 | 0.9 | 0.9 | 0.9 | 0.9 | 0.9 | 0.9 | 0.9 | 0.9 | 0.9 | 0.9 | 0.9 | 0.9 | 0.9 | 0.9 | 0.9 | 0.9 | 0.9 | 0.9 | 0.9 | 0.9 | 0.9 | 0.9 | 0.9 | 0.9 | 0.9 | 0.9 | 0.9 | 0.9 | 0.9 | 0.9 | 0.9 | 0.9 | 0.9 | 0.9 | 0.9 | 0.9 | 0.9 | 0.9 | 0.9 | 0.9 | 0.9 | 0.9

## CapitalCost
SCENARIO | REGION | TECHNOLOGY | UNITS | NOTES | 2017 | 2018 | 2019 | 2020 | 2021 | 2022 | 2023 | 2024 | 2025 | 2026 | 2027 | 2028 | 2029 | 2030 | 2031 | 2032 | 2033 | 2034 | 2035 | 2036 | 2037 | 2038 | 2039 | 2040 | 2041 | 2042 | 2043 | 2044 | 2045 | 2046 | 2047 | 2048 | 2049 | 2050 | 2051 | 2052 | 2053 | 2054 | 2055 | 2056 | 2057 | 2058 | 2059 | 2060 | 2061 | 2062 | 2063 | 2064 | 2065 | 2066 | 2067 | 2068 | 2069 | 2070
Reference | 19_THA | POW_Coal_PP | million $/GW |  | 2000 | 2000 | 2000 | 2000 | 2000 | 2000 | 2000 | 2000 | 2000 | 2000 | 2000 | 2000 | 2000 | 2000 | 2000 | 2000 | 2000 | 2000 | 2000 | 2000 | 2000 | 2000 | 2000 | 2000 | 2000 | 2000 | 2000 | 2000 | 2000 | 2000 | 2000 | 2000 | 2000 | 2000 | 2000 | 2000 | 2000 | 2000 | 2000 | 2000 | 2000 | 2000 | 2000 | 2000 | 2000 | 2000 | 2000 | 2000 | 2000 | 2000 | 2000 | 2000 | 2000 | 2000
Reference | 19_THA | POW_Oil_PP | million $/GW |  | 1100 | 1100 | 1100 | 1100 | 1100 | 1100 | 1100 | 1100 | 1100 | 1100 | 1100 | 1100 | 1100 | 1100 | 1100 | 1100 | 1100 | 1100 | 1100 | 1100 | 1100 | 1100 | 1100 | 1100 | 1100 | 1100 | 1100 | 1100 | 1100 | 1100 | 1100 | 1100 | 1100 | 1100 | 1100 | 1100 | 1100 | 1100 | 1100 | 1100 | 1100 | 1100 | 1100 | 1100 | 1100 | 1100 | 1100 | 1100 | 1100 | 1100 | 1100 | 1100 | 1100 | 1100
Reference | 19_THA | POW_Gas_PP | million $/GW |  | 1000 | 1000 | 1000 | 1000 | 1000 | 1000 | 1000 | 1000 | 1000 | 1000 | 1000 | 1000 | 1000 | 1000 | 1000 | 1000 | 1000 | 1000 | 1000 | 1000 | 1000 | 1000 | 1000 | 1000 | 1000 | 1000 | 1000 | 1000 | 1000 | 1000 | 1000 | 1000 | 1000 | 1000 | 1000 | 1000 | 1000 | 1000 | 1000 | 1000 | 1000 | 1000 | 1000 | 1000 | 1000 | 1000 | 1000 | 1000 | 1000 | 1000 | 1000 | 1000 | 1000 | 1000
Reference | 19_THA | POW_Hydro_PP | million $/GW |  | 3600 | 3600 | 3600 | 3600 | 3600 | 3600 | 3600 | 3600 | 3600 | 3600 | 3600 | 3600 | 3600 | 3600 | 3600 | 3600 | 3600 | 3600 | 3600 | 3600 | 3600 | 3600 | 3600 | 3600 | 3600 | 3600 | 3600 | 3600 | 3600 | 3600 | 3600 | 3600 | 3600 | 3600 | 3600 | 3600 | 3600 | 3600 | 3600 | 3600 | 3600 | 3600 | 3600 | 3600 | 3600 | 3600 | 3600 | 3600 | 3600 | 3600 | 3600 | 3600 | 3600 | 3600
Reference | 19_THA | POW_Geothermal_PP | million $/GW |  | 9000 | 9000 | 9000 | 9000 | 9000 | 9000 | 9000 | 9000 | 9000 | 9000 | 9000 | 9000 | 9000 | 9000 | 9000 | 9000 | 9000 | 9000 | 9000 | 9000 | 9000 | 9000 | 9000 | 9000 | 9000 | 9000 | 9000 | 9000 | 9000 | 9000 | 9000 | 9000 | 9000 | 9000 | 9000 | 9000 | 9000 | 9000 | 9000 | 9000 | 9000 | 9000 | 9000 | 9000 | 9000 | 9000 | 9000 | 9000 | 9000 | 9000 | 9000 | 9000 | 9000 | 9000
Reference | 19_THA | POW_SolarPV_PP | million $/GW |  | 1389 | 1210 | 836 | 728.17 | 692.84 | 661.86 | 637.69 | 613.52 | 593.07 | 573.86 | 552.17 | 532.96 | 515.6 | 499.49 | 490.82 | 479.66 | 467.89 | 464.17 | 446.82 | 441.24 | 435.66 | 431.94 | 426.37 | 413.35 | 400.96 | 389.8 | 378.65 | 368.11 | 358.2 | 353.24 | 347.04 | 338.37 | 336.51 | 320.13 | 320.13 | 320.13 | 320.13 | 320.13 | 320.13 | 320.13 | 320.13 | 320.13 | 320.13 | 320.13 | 320.13 | 320.13 | 320.13 | 320.13 | 320.13 | 320.13 | 320.13 | 320.13 | 320.13 | 320.13
Reference | 19_THA | POW_Wind_PP | million $/GW |  | 1165.11 | 1153.12 | 1141.53 | 1128.34 | 1117.55 | 1107.99 | 1098.52 | 1090.26 | 1071.2493 | 1054.1174 | 1037.1628 | 1020.3936 | 1003.808 | 987.3948 | 970.6503 | 947.5816 | 921.4478 | 905.994 | 900.702 | 895.455 | 890.262 | 885.105 | 879.516 | 874.449 | 869.418 | 864.9 | 859.959 | 855.513 | 851.112 | 846.279 | 841.023 | 835.821 | 830.196 | 825.552 | 825.552 | 825.552 | 825.552 | 825.552 | 825.552 | 825.552 | 825.552 | 825.552 | 825.552 | 825.552 | 825.552 | 825.552 | 825.552 | 825.552 | 825.552 | 825.552 | 825.552 | 825.552 | 825.552 | 825.552
Reference | 19_THA | POW_Solid_Biomass_PP | million $/GW |  | 7600 | 7600 | 7600 | 7600 | 7600 | 7600 | 7600 | 7600 | 7600 | 7600 | 7600 | 7600 | 7600 | 7600 | 7600 | 7600 | 7600 | 7600 | 7600 | 7600 | 7600 | 7600 | 7600 | 7600 | 7600 | 7600 | 7600 | 7600 | 7600 | 7600 | 7600 | 7600 | 7600 | 7600 | 7600 | 7600 | 7600 | 7600 | 7600 | 7600 | 7600 | 7600 | 7600 | 7600 | 7600 | 7600 | 7600 | 7600 | 7600 | 7600 | 7600 | 7600 | 7600 | 7600
Reference | 19_THA | POW_Other_PP | million $/GW |  | 3000 | 3000 | 3000 | 3000 | 3000 | 3000 | 3000 | 3000 | 3000 | 3000 | 3000 | 3000 | 3000 | 3000 | 3000 | 3000 | 3000 | 3000 | 3000 | 3000 | 3000 | 3000 | 3000 | 3000 | 3000 | 3000 | 3000 | 3000 | 3000 | 3000 | 3000 | 3000 | 3000 | 3000 | 3000 | 3000 | 3000 | 3000 | 3000 | 3000 | 3000 | 3000 | 3000 | 3000 | 3000 | 3000 | 3000 | 3000 | 3000 | 3000 | 3000 | 3000 | 3000 | 3000
Reference | 19_THA | POW_Transmission | million $/GW |  | 0 | 0 | 0 | 0 | 0 | 0 | 0 | 0 | 0 | 0 | 0 | 0 | 0 | 0 | 0 | 0 | 0 | 0 | 0 | 0 | 0 | 0 | 0 | 0 | 0 | 0 | 0 | 0 | 0 | 0 | 0 | 0 | 0 | 0 | 0 | 0 | 0 | 0 | 0 | 0 | 0 | 0 | 0 | 0 | 0 | 0 | 0 | 0 | 0 | 0 | 0 | 0 | 0 | 0
Reference | 19_THA | POW_TBATT | million $/GW |  | 1389 | 1210 | 836 | 728.17 | 692.84 | 661.86 | 637.69 | 613.52 | 593.07 | 573.86 | 552.17 | 532.96 | 515.6 | 499.49 | 490.82 | 479.66 | 467.89 | 464.17 | 446.82 | 441.24 | 435.66 | 431.94 | 426.37 | 413.35 | 400.96 | 389.8 | 378.65 | 368.11 | 358.2 | 353.24 | 347.04 | 338.37 | 336.51 | 320.13 | 320.13 | 320.13 | 320.13 | 320.13 | 320.13 | 320.13 | 320.13 | 320.13 | 320.13 | 320.13 | 320.13 | 320.13 | 320.13 | 320.13 | 320.13 | 320.13 | 320.13 | 320.13 | 320.13 | 320.13
Reference | 19_THA | YYY_1_x_coal_thermal | million $/GW |  | 99999 | 99999 | 99999 | 99999 | 99999 | 99999 | 99999 | 99999 | 99999 | 99999 | 99999 | 99999 | 99999 | 99999 | 99999 | 99999 | 99999 | 99999 | 99999 | 99999 | 99999 | 99999 | 99999 | 99999 | 99999 | 99999 | 99999 | 99999 | 99999 | 99999 | 99999 | 99999 | 99999 | 99999 | 99999 | 99999 | 99999 | 99999 | 99999 | 99999 | 99999 | 99999 | 99999 | 99999 | 99999 | 99999 | 99999 | 99999 | 99999 | 99999 | 99999 | 99999 | 99999 | 99999
Reference | 19_THA | YYY_1_5_lignite | million $/GW |  | 99999 | 99999 | 99999 | 99999 | 99999 | 99999 | 99999 | 99999 | 99999 | 99999 | 99999 | 99999 | 99999 | 99999 | 99999 | 99999 | 99999 | 99999 | 99999 | 99999 | 99999 | 99999 | 99999 | 99999 | 99999 | 99999 | 99999 | 99999 | 99999 | 99999 | 99999 | 99999 | 99999 | 99999 | 99999 | 99999 | 99999 | 99999 | 99999 | 99999 | 99999 | 99999 | 99999 | 99999 | 99999 | 99999 | 99999 | 99999 | 99999 | 99999 | 99999 | 99999 | 99999 | 99999
Reference | 19_THA | YYY_2_coal_products | million $/GW |  | 99999 | 99999 | 99999 | 99999 | 99999 | 99999 | 99999 | 99999 | 99999 | 99999 | 99999 | 99999 | 99999 | 99999 | 99999 | 99999 | 99999 | 99999 | 99999 | 99999 | 99999 | 99999 | 99999 | 99999 | 99999 | 99999 | 99999 | 99999 | 99999 | 99999 | 99999 | 99999 | 99999 | 99999 | 99999 | 99999 | 99999 | 99999 | 99999 | 99999 | 99999 | 99999 | 99999 | 99999 | 99999 | 99999 | 99999 | 99999 | 99999 | 99999 | 99999 | 99999 | 99999 | 99999
Reference | 19_THA | YYY_7_7_gas_diesel_oil | million $/GW |  | 99999 | 99999 | 99999 | 99999 | 99999 | 99999 | 99999 | 99999 | 99999 | 99999 | 99999 | 99999 | 99999 | 99999 | 99999 | 99999 | 99999 | 99999 | 99999 | 99999 | 99999 | 99999 | 99999 | 99999 | 99999 | 99999 | 99999 | 99999 | 99999 | 99999 | 99999 | 99999 | 99999 | 99999 | 99999 | 99999 | 99999 | 99999 | 99999 | 99999 | 99999 | 99999 | 99999 | 99999 | 99999 | 99999 | 99999 | 99999 | 99999 | 99999 | 99999 | 99999 | 99999 | 99999
Reference | 19_THA | YYY_7_8_fuel_oil | million $/GW |  | 99999 | 99999 | 99999 | 99999 | 99999 | 99999 | 99999 | 99999 | 99999 | 99999 | 99999 | 99999 | 99999 | 99999 | 99999 | 99999 | 99999 | 99999 | 99999 | 99999 | 99999 | 99999 | 99999 | 99999 | 99999 | 99999 | 99999 | 99999 | 99999 | 99999 | 99999 | 99999 | 99999 | 99999 | 99999 | 99999 | 99999 | 99999 | 99999 | 99999 | 99999 | 99999 | 99999 | 99999 | 99999 | 99999 | 99999 | 99999 | 99999 | 99999 | 99999 | 99999 | 99999 | 99999
Reference | 19_THA | YYY_8_1_natural_gas | million $/GW |  | 99999 | 99999 | 99999 | 99999 | 99999 | 99999 | 99999 | 99999 | 99999 | 99999 | 99999 | 99999 | 99999 | 99999 | 99999 | 99999 | 99999 | 99999 | 99999 | 99999 | 99999 | 99999 | 99999 | 99999 | 99999 | 99999 | 99999 | 99999 | 99999 | 99999 | 99999 | 99999 | 99999 | 99999 | 99999 | 99999 | 99999 | 99999 | 99999 | 99999 | 99999 | 99999 | 99999 | 99999 | 99999 | 99999 | 99999 | 99999 | 99999 | 99999 | 99999 | 99999 | 99999 | 99999
Reference | 19_THA | YYY_10_hydro | million $/GW |  | 99999 | 99999 | 99999 | 99999 | 99999 | 99999 | 99999 | 99999 | 99999 | 99999 | 99999 | 99999 | 99999 | 99999 | 99999 | 99999 | 99999 | 99999 | 99999 | 99999 | 99999 | 99999 | 99999 | 99999 | 99999 | 99999 | 99999 | 99999 | 99999 | 99999 | 99999 | 99999 | 99999 | 99999 | 99999 | 99999 | 99999 | 99999 | 99999 | 99999 | 99999 | 99999 | 99999 | 99999 | 99999 | 99999 | 99999 | 99999 | 99999 | 99999 | 99999 | 99999 | 99999 | 99999
Reference | 19_THA | YYY_11_geothermal | million $/GW |  | 99999 | 99999 | 99999 | 99999 | 99999 | 99999 | 99999 | 99999 | 99999 | 99999 | 99999 | 99999 | 99999 | 99999 | 99999 | 99999 | 99999 | 99999 | 99999 | 99999 | 99999 | 99999 | 99999 | 99999 | 99999 | 99999 | 99999 | 99999 | 99999 | 99999 | 99999 | 99999 | 99999 | 99999 | 99999 | 99999 | 99999 | 99999 | 99999 | 99999 | 99999 | 99999 | 99999 | 99999 | 99999 | 99999 | 99999 | 99999 | 99999 | 99999 | 99999 | 99999 | 99999 | 99999
Reference | 19_THA | YYY_12_1_of_which_photovoltaics | million $/GW |  | 99999 | 99999 | 99999 | 99999 | 99999 | 99999 | 99999 | 99999 | 99999 | 99999 | 99999 | 99999 | 99999 | 99999 | 99999 | 99999 | 99999 | 99999 | 99999 | 99999 | 99999 | 99999 | 99999 | 99999 | 99999 | 99999 | 99999 | 99999 | 99999 | 99999 | 99999 | 99999 | 99999 | 99999 | 99999 | 99999 | 99999 | 99999 | 99999 | 99999 | 99999 | 99999 | 99999 | 99999 | 99999 | 99999 | 99999 | 99999 | 99999 | 99999 | 99999 | 99999 | 99999 | 99999
Reference | 19_THA | YYY_14_wind | million $/GW |  | 99999 | 99999 | 99999 | 99999 | 99999 | 99999 | 99999 | 99999 | 99999 | 99999 | 99999 | 99999 | 99999 | 99999 | 99999 | 99999 | 99999 | 99999 | 99999 | 99999 | 99999 | 99999 | 99999 | 99999 | 99999 | 99999 | 99999 | 99999 | 99999 | 99999 | 99999 | 99999 | 99999 | 99999 | 99999 | 99999 | 99999 | 99999 | 99999 | 99999 | 99999 | 99999 | 99999 | 99999 | 99999 | 99999 | 99999 | 99999 | 99999 | 99999 | 99999 | 99999 | 99999 | 99999
Reference | 19_THA | YYY_15_solid_biomass | million $/GW |  | 99999 | 99999 | 99999 | 99999 | 99999 | 99999 | 99999 | 99999 | 99999 | 99999 | 99999 | 99999 | 99999 | 99999 | 99999 | 99999 | 99999 | 99999 | 99999 | 99999 | 99999 | 99999 | 99999 | 99999 | 99999 | 99999 | 99999 | 99999 | 99999 | 99999 | 99999 | 99999 | 99999 | 99999 | 99999 | 99999 | 99999 | 99999 | 99999 | 99999 | 99999 | 99999 | 99999 | 99999 | 99999 | 99999 | 99999 | 99999 | 99999 | 99999 | 99999 | 99999 | 99999 | 99999
Reference | 19_THA | YYY_16_others | million $/GW |  | 99999 | 99999 | 99999 | 99999 | 99999 | 99999 | 99999 | 99999 | 99999 | 99999 | 99999 | 99999 | 99999 | 99999 | 99999 | 99999 | 99999 | 99999 | 99999 | 99999 | 99999 | 99999 | 99999 | 99999 | 99999 | 99999 | 99999 | 99999 | 99999 | 99999 | 99999 | 99999 | 99999 | 99999 | 99999 | 99999 | 99999 | 99999 | 99999 | 99999 | 99999 | 99999 | 99999 | 99999 | 99999 | 99999 | 99999 | 99999 | 99999 | 99999 | 99999 | 99999 | 99999 | 99999
Reference | 19_THA | YYY_17_electricity | million $/GW |  | 99999 | 99999 | 99999 | 99999 | 99999 | 99999 | 99999 | 99999 | 99999 | 99999 | 99999 | 99999 | 99999 | 99999 | 99999 | 99999 | 99999 | 99999 | 99999 | 99999 | 99999 | 99999 | 99999 | 99999 | 99999 | 99999 | 99999 | 99999 | 99999 | 99999 | 99999 | 99999 | 99999 | 99999 | 99999 | 99999 | 99999 | 99999 | 99999 | 99999 | 99999 | 99999 | 99999 | 99999 | 99999 | 99999 | 99999 | 99999 | 99999 | 99999 | 99999 | 99999 | 99999 | 99999
Reference | 19_THA | YYY_17_electricity_PV | million $/GW |  | 99999 | 99999 | 99999 | 99999 | 99999 | 99999 | 99999 | 99999 | 99999 | 99999 | 99999 | 99999 | 99999 | 99999 | 99999 | 99999 | 99999 | 99999 | 99999 | 99999 | 99999 | 99999 | 99999 | 99999 | 99999 | 99999 | 99999 | 99999 | 99999 | 99999 | 99999 | 99999 | 99999 | 99999 | 99999 | 99999 | 99999 | 99999 | 99999 | 99999 | 99999 | 99999 | 99999 | 99999 | 99999 | 99999 | 99999 | 99999 | 99999 | 99999 | 99999 | 99999 | 99999 | 99999
Reference | 19_THA | YYY_17_electricity_Dx | million $/GW |  | 99999 | 99999 | 99999 | 99999 | 99999 | 99999 | 99999 | 99999 | 99999 | 99999 | 99999 | 99999 | 99999 | 99999 | 99999 | 99999 | 99999 | 99999 | 99999 | 99999 | 99999 | 99999 | 99999 | 99999 | 99999 | 99999 | 99999 | 99999 | 99999 | 99999 | 99999 | 99999 | 99999 | 99999 | 99999 | 99999 | 99999 | 99999 | 99999 | 99999 | 99999 | 99999 | 99999 | 99999 | 99999 | 99999 | 99999 | 99999 | 99999 | 99999 | 99999 | 99999 | 99999 | 99999
Reference | 19_THA | YYY_17_electricity_own | million $/GW |  | 99999 | 99999 | 99999 | 99999 | 99999 | 99999 | 99999 | 99999 | 99999 | 99999 | 99999 | 99999 | 99999 | 99999 | 99999 | 99999 | 99999 | 99999 | 99999 | 99999 | 99999 | 99999 | 99999 | 99999 | 99999 | 99999 | 99999 | 99999 | 99999 | 99999 | 99999 | 99999 | 99999 | 99999 | 99999 | 99999 | 99999 | 99999 | 99999 | 99999 | 99999 | 99999 | 99999 | 99999 | 99999 | 99999 | 99999 | 99999 | 99999 | 99999 | 99999 | 99999 | 99999 | 99999
Reference | 19_THA | YYY_17_electricity_loss | million $/GW |  | 99999 | 99999 | 99999 | 99999 | 99999 | 99999 | 99999 | 99999 | 99999 | 99999 | 99999 | 99999 | 99999 | 99999 | 99999 | 99999 | 99999 | 99999 | 99999 | 99999 | 99999 | 99999 | 99999 | 99999 | 99999 | 99999 | 99999 | 99999 | 99999 | 99999 | 99999 | 99999 | 99999 | 99999 | 99999 | 99999 | 99999 | 99999 | 99999 | 99999 | 99999 | 99999 | 99999 | 99999 | 99999 | 99999 | 99999 | 99999 | 99999 | 99999 | 99999 | 99999 | 99999 | 99999
[5 empty] | 1389 | 1210 | 836 | 728.17 | 692.84 | 661.86 | 637.69 | 613.52 | 593.07 | 573.86 | 552.17 | 532.96 | 515.6 | 499.49 | 490.82 | 479.66 | 467.89 | 464.17 | 446.82 | 441.24 | 435.66 | 431.94 | 426.37 | 413.35 | 400.96 | 389.8 | 378.65 | 368.11 | 358.2 | 353.24 | 347.04 | 338.37 | 336.51 | 320.13 | 320.13 | 320.13 | 320.13 | 320.13 | 320.13 | 320.13 | 320.13 | 320.13 | 320.13 | 320.13 | 320.13 | 320.13 | 320.13 | 320.13 | 320.13 | 320.13 | 320.13 | 320.13 | 320.13 | 320.13
[5 empty] | 1389 | 1210 | 836 | 728.17 | 692.84 | 661.86 | 637.69 | 613.52 | 593.07 | 573.86 | 552.17 | 532.96 | 515.6 | 499.49 | 490.82 | 479.66 | 467.89 | 464.17 | 446.82 | 441.24 | 435.66 | 431.94 | 426.37 | 413.35 | 400.96 | 389.8 | 378.65 | 368.11 | 358.2 | 353.24 | 347.04 | 338.37 | 336.51 | 320.13 | 320.13 | 320.13 | 320.13 | 320.13 | 320.13 | 320.13 | 320.13 | 320.13 | 320.13 | 320.13 | 320.13 | 320.13 | 320.13 | 320.13 | 320.13 | 320.13 | 320.13 | 320.13 | 320.13 | 320.13

## FixedCost
SCENARIO | REGION | TECHNOLOGY | UNITS | NOTES | 2017 | 2018 | 2019 | 2020 | 2021 | 2022 | 2023 | 2024 | 2025 | 2026 | 2027 | 2028 | 2029 | 2030 | 2031 | 2032 | 2033 | 2034 | 2035 | 2036 | 2037 | 2038 | 2039 | 2040 | 2041 | 2042 | 2043 | 2044 | 2045 | 2046 | 2047 | 2048 | 2049 | 2050 | 2051 | 2052 | 2053 | 2054 | 2055 | 2056 | 2057 | 2058 | 2059 | 2060 | 2061 | 2062 | 2063 | 2064 | 2065 | 2066 | 2067 | 2068 | 2069 | 2070
Reference | 19_THA | POW_Coal_PP | 2020 million US$/GW |  | 37.74 | 37.74 | 37.74 | 37.74 | 37.74 | 37.74 | 37.74 | 37.74 | 37.74 | 37.74 | 37.74 | 37.74 | 37.74 | 37.74 | 37.74 | 37.74 | 37.74 | 37.74 | 37.74 | 37.74 | 37.74 | 37.74 | 37.74 | 37.74 | 37.74 | 37.74 | 37.74 | 37.74 | 37.74 | 37.74 | 37.74 | 37.74 | 37.74 | 37.74 | 37.74 | 37.74 | 37.74 | 37.74 | 37.74 | 37.74 | 37.74 | 37.74 | 37.74 | 37.74 | 37.74 | 37.74 | 37.74 | 37.74 | 37.74 | 37.74 | 37.74 | 37.74 | 37.74 | 37.74
Reference | 19_THA | POW_Oil_PP | 2020 million US$/GW |  | 2.98 | 2.98 | 2.98 | 2.98 | 2.98 | 2.98 | 2.98 | 2.98 | 2.98 | 2.98 | 2.98 | 2.98 | 2.98 | 2.98 | 2.98 | 2.98 | 2.98 | 2.98 | 2.98 | 2.98 | 2.98 | 2.98 | 2.98 | 2.98 | 2.98 | 2.98 | 2.98 | 2.98 | 2.98 | 2.98 | 2.98 | 2.98 | 2.98 | 2.98 | 2.98 | 2.98 | 2.98 | 2.98 | 2.98 | 2.98 | 2.98 | 2.98 | 2.98 | 2.98 | 2.98 | 2.98 | 2.98 | 2.98 | 2.98 | 2.98 | 2.98 | 2.98 | 2.98 | 2.98
Reference | 19_THA | POW_Gas_PP | 2020 million US$/GW |  | 7.45 | 7.45 | 7.45 | 7.45 | 7.45 | 7.45 | 7.45 | 7.45 | 7.45 | 7.45 | 7.45 | 7.45 | 7.45 | 7.45 | 7.45 | 7.45 | 7.45 | 7.45 | 7.45 | 7.45 | 7.45 | 7.45 | 7.45 | 7.45 | 7.45 | 7.45 | 7.45 | 7.45 | 7.45 | 7.45 | 7.45 | 7.45 | 7.45 | 7.45 | 7.45 | 7.45 | 7.45 | 7.45 | 7.45 | 7.45 | 7.45 | 7.45 | 7.45 | 7.45 | 7.45 | 7.45 | 7.45 | 7.45 | 7.45 | 7.45 | 7.45 | 7.45 | 7.45 | 7.45
Reference | 19_THA | POW_Hydro_PP | 2020 million US$/GW |  | 11.35 | 11.35 | 11.35 | 11.35 | 11.35 | 11.35 | 11.35 | 11.35 | 11.35 | 11.35 | 11.35 | 11.35 | 11.35 | 11.35 | 11.35 | 11.35 | 11.35 | 11.35 | 11.35 | 11.35 | 11.35 | 11.35 | 11.35 | 11.35 | 11.35 | 11.35 | 11.35 | 11.35 | 11.35 | 11.35 | 11.35 | 11.35 | 11.35 | 11.35 | 11.35 | 11.35 | 11.35 | 11.35 | 11.35 | 11.35 | 11.35 | 11.35 | 11.35 | 11.35 | 11.35 | 11.35 | 11.35 | 11.35 | 11.35 | 11.35 | 11.35 | 11.35 | 11.35 | 11.35
Reference | 19_THA | POW_Geothermal_PP | 2020 million US$/GW |  | 108.63 | 108.63 | 108.63 | 108.63 | 108.63 | 108.63 | 108.63 | 108.63 | 108.63 | 108.63 | 108.63 | 108.63 | 108.63 | 108.63 | 108.63 | 108.63 | 108.63 | 108.63 | 108.63 | 108.63 | 108.63 | 108.63 | 108.63 | 108.63 | 108.63 | 108.63 | 108.63 | 108.63 | 108.63 | 108.63 | 108.63 | 108.63 | 108.63 | 108.63 | 108.63 | 108.63 | 108.63 | 108.63 | 108.63 | 108.63 | 108.63 | 108.63 | 108.63 | 108.63 | 108.63 | 108.63 | 108.63 | 108.63 | 108.63 | 108.63 | 108.63 | 108.63 | 108.63 | 108.63
Reference | 19_THA | POW_SolarPV_PP | 2020 million US$/GW |  | 11.4 | 11.4 | 11.4 | 11.4 | 11.4 | 11.4 | 11.4 | 11.4 | 11.4 | 11.4 | 11.4 | 11.4 | 11.4 | 11.4 | 11.4 | 11.4 | 11.4 | 11.4 | 11.4 | 11.4 | 11.4 | 11.4 | 11.4 | 11.4 | 11.4 | 11.4 | 11.4 | 11.4 | 11.4 | 11.4 | 11.4 | 11.4 | 11.4 | 11.4 | 11.4 | 11.4 | 11.4 | 11.4 | 11.4 | 11.4 | 11.4 | 11.4 | 11.4 | 11.4 | 11.4 | 11.4 | 11.4 | 11.4 | 11.4 | 11.4 | 11.4 | 11.4 | 11.4 | 11.4
Reference | 19_THA | POW_Wind_PP | 2020 million US$/GW |  | 22.32 | 22.32 | 22.32 | 22.32 | 22.32 | 22.32 | 22.32 | 22.32 | 22.32 | 22.32 | 22.32 | 22.32 | 22.32 | 22.32 | 22.32 | 22.32 | 22.32 | 22.32 | 22.32 | 22.32 | 22.32 | 22.32 | 22.32 | 22.32 | 22.32 | 22.32 | 22.32 | 22.32 | 22.32 | 22.32 | 22.32 | 22.32 | 22.32 | 22.32 | 22.32 | 22.32 | 22.32 | 22.32 | 22.32 | 22.32 | 22.32 | 22.32 | 22.32 | 22.32 | 22.32 | 22.32 | 22.32 | 22.32 | 22.32 | 22.32 | 22.32 | 22.32 | 22.32 | 22.32
Reference | 19_THA | POW_Solid_Biomass_PP | 2020 million US$/GW |  | 30 | 30 | 30 | 30 | 30 | 30 | 30 | 30 | 30 | 30 | 30 | 30 | 30 | 30 | 30 | 30 | 30 | 30 | 30 | 30 | 30 | 30 | 30 | 30 | 30 | 30 | 30 | 30 | 30 | 30 | 30 | 30 | 30 | 30 | 30 | 30 | 30 | 30 | 30 | 30 | 30 | 30 | 30 | 30 | 30 | 30 | 30 | 30 | 30 | 30 | 30 | 30 | 30 | 30
Reference | 19_THA | POW_Other_PP | 2020 million US$/GW |  | 20 | 20 | 20 | 20 | 20 | 20 | 20 | 20 | 20 | 20 | 20 | 20 | 20 | 20 | 20 | 20 | 20 | 20 | 20 | 20 | 20 | 20 | 20 | 20 | 20 | 20 | 20 | 20 | 20 | 20 | 20 | 20 | 20 | 20 | 20 | 20 | 20 | 20 | 20 | 20 | 20 | 20 | 20 | 20 | 20 | 20 | 20 | 20 | 20 | 20 | 20 | 20 | 20 | 20
Reference | 19_THA | POW_Transmission | 2020 million US$/GW |  | 0 | 0 | 0 | 0 | 0 | 0 | 0 | 0 | 0 | 0 | 0 | 0 | 0 | 0 | 0 | 0 | 0 | 0 | 0 | 0 | 0 | 0 | 0 | 0 | 0 | 0 | 0 | 0 | 0 | 0 | 0 | 0 | 0 | 0 | 0 | 0 | 0 | 0 | 0 | 0 | 0 | 0 | 0 | 0 | 0 | 0 | 0 | 0 | 0 | 0 | 0 | 0 | 0 | 0
Reference | 19_THA | POW_TBATT | 2020 million US$/GW |  | 11.4 | 11.4 | 11.4 | 11.4 | 11.4 | 11.4 | 11.4 | 11.4 | 11.4 | 11.4 | 11.4 | 11.4 | 11.4 | 11.4 | 11.4 | 11.4 | 11.4 | 11.4 | 11.4 | 11.4 | 11.4 | 11.4 | 11.4 | 11.4 | 11.4 | 11.4 | 11.4 | 11.4 | 11.4 | 11.4 | 11.4 | 11.4 | 11.4 | 11.4 | 11.4 | 11.4 | 11.4 | 11.4 | 11.4 | 11.4 | 11.4 | 11.4 | 11.4 | 11.4 | 11.4 | 11.4 | 11.4 | 11.4 | 11.4 | 11.4 | 11.4 | 11.4 | 11.4 | 11.4

## VariableCost
SCENARIO | REGION | TECHNOLOGY | MODE_OF_OPERATION | UNITS | NOTES | 2017 | 2018 | 2019 | 2020 | 2021 | 2022 | 2023 | 2024 | 2025 | 2026 | 2027 | 2028 | 2029 | 2030 | 2031 | 2032 | 2033 | 2034 | 2035 | 2036 | 2037 | 2038 | 2039 | 2040 | 2041 | 2042 | 2043 | 2044 | 2045 | 2046 | 2047 | 2048 | 2049 | 2050 | 2051 | 2052 | 2053 | 2054 | 2055 | 2056 | 2057 | 2058 | 2059 | 2060 | 2061 | 2062 | 2063 | 2064 | 2065 | 2066 | 2067 | 2068 | 2069 | 2070
Reference | 19_THA | POW_Coal_PP | 1 | million $/PJ |  | 0.83056 | 0.83056 | 0.83056 | 0.83056 | 0.83056 | 0.83056 | 0.83056 | 0.83056 | 0.83056 | 0.83056 | 0.83056 | 0.83056 | 0.83056 | 0.83056 | 0.83056 | 0.83056 | 0.83056 | 0.83056 | 0.83056 | 0.83056 | 0.83056 | 0.83056 | 0.83056 | 0.83056 | 0.83056 | 0.83056 | 0.83056 | 0.83056 | 0.83056 | 0.83056 | 0.83056 | 0.83056 | 0.83056 | 0.83056 | 0.83056 | 0.83056 | 0.83056 | 0.83056 | 0.83056 | 0.83056 | 0.83056 | 0.83056 | 0.83056 | 0.83056 | 0.83056 | 0.83056 | 0.83056 | 0.83056 | 0.83056 | 0.83056 | 0.83056 | 0.83056 | 0.83056 | 0.83056
Reference | 19_THA | POW_Oil_PP | 1 | million $/PJ |  | 0 | 0 | 0 | 0 | 0 | 0 | 0 | 0 | 0 | 0 | 0 | 0 | 0 | 0 | 0 | 0 | 0 | 0 | 0 | 0 | 0 | 0 | 0 | 0 | 0 | 0 | 0 | 0 | 0 | 0 | 0 | 0 | 0 | 0 | 0 | 0 | 0 | 0 | 0 | 0 | 0 | 0 | 0 | 0 | 0 | 0 | 0 | 0 | 0 | 0 | 0 | 0 | 0 | 0
Reference | 19_THA | POW_Gas_PP | 1 | million $/PJ |  | 0.70556 | 0.70556 | 0.70556 | 0.70556 | 0.70556 | 0.70556 | 0.70556 | 0.70556 | 0.70556 | 0.70556 | 0.70556 | 0.70556 | 0.70556 | 0.70556 | 0.70556 | 0.70556 | 0.70556 | 0.70556 | 0.70556 | 0.70556 | 0.70556 | 0.70556 | 0.70556 | 0.70556 | 0.70556 | 0.70556 | 0.70556 | 0.70556 | 0.70556 | 0.70556 | 0.70556 | 0.70556 | 0.70556 | 0.70556 | 0.70556 | 0.70556 | 0.70556 | 0.70556 | 0.70556 | 0.70556 | 0.70556 | 0.70556 | 0.70556 | 0.70556 | 0.70556 | 0.70556 | 0.70556 | 0.70556 | 0.70556 | 0.70556 | 0.70556 | 0.70556 | 0.70556 | 0.70556
Reference | 19_THA | POW_Hydro_PP | 1 | million $/PJ |  | 0 | 0 | 0 | 0 | 0 | 0 | 0 | 0 | 0 | 0 | 0 | 0 | 0 | 0 | 0 | 0 | 0 | 0 | 0 | 0 | 0 | 0 | 0 | 0 | 0 | 0 | 0 | 0 | 0 | 0 | 0 | 0 | 0 | 0 | 0 | 0 | 0 | 0 | 0 | 0 | 0 | 0 | 0 | 0 | 0 | 0 | 0 | 0 | 0 | 0 | 0 | 0 | 0 | 0
Reference | 19_THA | POW_Geothermal_PP | 1 | million $/PJ |  | 1.1122 | 1.1122 | 1.1122 | 1.1122 | 1.1122 | 1.1122 | 1.1122 | 1.1122 | 1.1122 | 1.1122 | 1.1122 | 1.1122 | 1.1122 | 1.1122 | 1.1122 | 1.1122 | 1.1122 | 1.1122 | 1.1122 | 1.1122 | 1.1122 | 1.1122 | 1.1122 | 1.1122 | 1.1122 | 1.1122 | 1.1122 | 1.1122 | 1.1122 | 1.1122 | 1.1122 | 1.1122 | 1.1122 | 1.1122 | 1.1122 | 1.1122 | 1.1122 | 1.1122 | 1.1122 | 1.1122 | 1.1122 | 1.1122 | 1.1122 | 1.1122 | 1.1122 | 1.1122 | 1.1122 | 1.1122 | 1.1122 | 1.1122 | 1.1122 | 1.1122 | 1.1122 | 1.1122
Reference | 19_THA | POW_SolarPV_PP | 1 | million $/PJ |  | 0 | 0 | 0 | 0 | 0 | 0 | 0 | 0 | 0 | 0 | 0 | 0 | 0 | 0 | 0 | 0 | 0 | 0 | 0 | 0 | 0 | 0 | 0 | 0 | 0 | 0 | 0 | 0 | 0 | 0 | 0 | 0 | 0 | 0 | 0 | 0 | 0 | 0 | 0 | 0 | 0 | 0 | 0 | 0 | 0 | 0 | 0 | 0 | 0 | 0 | 0 | 0 | 0 | 0
Reference | 19_THA | POW_Wind_PP | 1 | million $/PJ |  | 0 | 0 | 0 | 0 | 0 | 0 | 0 | 0 | 0 | 0 | 0 | 0 | 0 | 0 | 0 | 0 | 0 | 0 | 0 | 0 | 0 | 0 | 0 | 0 | 0 | 0 | 0 | 0 | 0 | 0 | 0 | 0 | 0 | 0 | 0 | 0 | 0 | 0 | 0 | 0 | 0 | 0 | 0 | 0 | 0 | 0 | 0 | 0 | 0 | 0 | 0 | 0 | 0 | 0
Reference | 19_THA | POW_Solid_Biomass_PP | 1 | million $/PJ |  | 1.45 | 1.45 | 1.45 | 1.45 | 1.45 | 1.45 | 1.45 | 1.45 | 1.45 | 1.45 | 1.45 | 1.45 | 1.45 | 1.45 | 1.45 | 1.45 | 1.45 | 1.45 | 1.45 | 1.45 | 1.45 | 1.45 | 1.45 | 1.45 | 1.45 | 1.45 | 1.45 | 1.45 | 1.45 | 1.45 | 1.45 | 1.45 | 1.45 | 1.45 | 1.45 | 1.45 | 1.45 | 1.45 | 1.45 | 1.45 | 1.45 | 1.45 | 1.45 | 1.45 | 1.45 | 1.45 | 1.45 | 1.45 | 1.45 | 1.45 | 1.45 | 1.45 | 1.45 | 1.45
Reference | 19_THA | POW_Other_PP | 1 | million $/PJ |  | 1.45 | 1.45 | 1.45 | 1.45 | 1.45 | 1.45 | 1.45 | 1.45 | 1.45 | 1.45 | 1.45 | 1.45 | 1.45 | 1.45 | 1.45 | 1.45 | 1.45 | 1.45 | 1.45 | 1.45 | 1.45 | 1.45 | 1.45 | 1.45 | 1.45 | 1.45 | 1.45 | 1.45 | 1.45 | 1.45 | 1.45 | 1.45 | 1.45 | 1.45 | 1.45 | 1.45 | 1.45 | 1.45 | 1.45 | 1.45 | 1.45 | 1.45 | 1.45 | 1.45 | 1.45 | 1.45 | 1.45 | 1.45 | 1.45 | 1.45 | 1.45 | 1.45 | 1.45 | 1.45
Reference | 19_THA | POW_IMPORT_ELEC_PP | 1 | million $/PJ |  | 0 | 0 | 0 | 0 | 0 | 0 | 0 | 0 | 0 | 0 | 0 | 0 | 0 | 0 | 0 | 0 | 0 | 0 | 0 | 0 | 0 | 0 | 0 | 0 | 0 | 0 | 0 | 0 | 0 | 0 | 0 | 0 | 0 | 0 | 0 | 0 | 0 | 0 | 0 | 0 | 0 | 0 | 0 | 0 | 0 | 0 | 0 | 0 | 0 | 0 | 0 | 0 | 0 | 0
Reference | 19_THA | POW_Transmission | 1 | million $/PJ |  | 0 | 0 | 0 | 0 | 0 | 0 | 0 | 0 | 0 | 0 | 0 | 0 | 0 | 0 | 0 | 0 | 0 | 0 | 0 | 0 | 0 | 0 | 0 | 0 | 0 | 0 | 0 | 0 | 0 | 0 | 0 | 0 | 0 | 0 | 0 | 0 | 0 | 0 | 0 | 0 | 0 | 0 | 0 | 0 | 0 | 0 | 0 | 0 | 0 | 0 | 0 | 0 | 0 | 0
Reference | 19_THA | POW_TBATT | 1 | million $/PJ |  | 0 | 0 | 0 | 0 | 0 | 0 | 0 | 0 | 0 | 0 | 0 | 0 | 0 | 0 | 0 | 0 | 0 | 0 | 0 | 0 | 0 | 0 | 0 | 0 | 0 | 0 | 0 | 0 | 0 | 0 | 0 | 0 | 0 | 0 | 0 | 0 | 0 | 0 | 0 | 0 | 0 | 0 | 0 | 0 | 0 | 0 | 0 | 0 | 0 | 0 | 0 | 0 | 0 | 0
Reference | 19_THA | POW_1_x_coal_thermal | 1 | million $/PJ |  | 2.0041 | 2.0041 | 2.0041 | 2.0041 | 2.0041 | 2.0041 | 2.0041 | 2.0041 | 2.0041 | 2.0041 | 2.0041 | 2.0041 | 2.0041 | 2.0041 | 2.0041 | 2.0041 | 2.0041 | 2.0041 | 2.0041 | 2.0041 | 2.0041 | 2.0041 | 2.0041 | 2.0041 | 2.0041 | 2.0041 | 2.0041 | 2.0041 | 2.0041 | 2.0041 | 2.0041 | 2.0041 | 2.0041 | 2.0041 | 2.0041 | 2.0041 | 2.0041 | 2.0041 | 2.0041 | 2.0041 | 2.0041 | 2.0041 | 2.0041 | 2.0041 | 2.0041 | 2.0041 | 2.0041 | 2.0041 | 2.0041 | 2.0041 | 2.0041 | 2.0041 | 2.0041 | 2.0041
Reference | 19_THA | POW_1_5_lignite | 1 | million $/PJ |  | 0.9 | 0.9 | 0.9 | 0.9 | 0.9 | 0.9 | 0.9 | 0.9 | 0.9 | 0.9 | 0.9 | 0.9 | 0.9 | 0.9 | 0.9 | 0.9 | 0.9 | 0.9 | 0.9 | 0.9 | 0.9 | 0.9 | 0.9 | 0.9 | 0.9 | 0.9 | 0.9 | 0.9 | 0.9 | 0.9 | 0.9 | 0.9 | 0.9 | 0.9 | 0.9 | 0.9 | 0.9 | 0.9 | 0.9 | 0.9 | 0.9 | 0.9 | 0.9 | 0.9 | 0.9 | 0.9 | 0.9 | 0.9 | 0.9 | 0.9 | 0.9 | 0.9 | 0.9 | 0.9
Reference | 19_THA | POW_2_coal_products | 1 | million $/PJ |  | 2.98 | 2.98 | 2.98 | 2.98 | 2.98 | 2.98 | 2.98 | 2.98 | 2.98 | 2.98 | 2.98 | 2.98 | 2.98 | 2.98 | 2.98 | 2.98 | 2.98 | 2.98 | 2.98 | 2.98 | 2.98 | 2.98 | 2.98 | 2.98 | 2.98 | 2.98 | 2.98 | 2.98 | 2.98 | 2.98 | 2.98 | 2.98 | 2.98 | 2.98 | 2.98 | 2.98 | 2.98 | 2.98 | 2.98 | 2.98 | 2.98 | 2.98 | 2.98 | 2.98 | 2.98 | 2.98 | 2.98 | 2.98 | 2.98 | 2.98 | 2.98 | 2.98 | 2.98 | 2.98
Reference | 19_THA | POW_7_7_gas_diesel_oil | 1 | million $/PJ |  | 18.0183 | 18.0183 | 18.0183 | 18.0183 | 18.0183 | 18.0183 | 18.0183 | 18.0183 | 18.0183 | 18.0183 | 18.0183 | 18.0183 | 18.0183 | 18.0183 | 18.0183 | 18.0183 | 18.0183 | 18.0183 | 18.0183 | 18.0183 | 18.0183 | 18.0183 | 18.0183 | 18.0183 | 18.0183 | 18.0183 | 18.0183 | 18.0183 | 18.0183 | 18.0183 | 18.0183 | 18.0183 | 18.0183 | 18.0183 | 18.0183 | 18.0183 | 18.0183 | 18.0183 | 18.0183 | 18.0183 | 18.0183 | 18.0183 | 18.0183 | 18.0183 | 18.0183 | 18.0183 | 18.0183 | 18.0183 | 18.0183 | 18.0183 | 18.0183 | 18.0183 | 18.0183 | 18.0183
Reference | 19_THA | POW_7_8_fuel_oil | 1 | million $/PJ |  | 8.75 | 8.75 | 8.75 | 8.75 | 8.75 | 8.75 | 8.75 | 8.75 | 8.75 | 8.75 | 8.75 | 8.75 | 8.75 | 8.75 | 8.75 | 8.75 | 8.75 | 8.75 | 8.75 | 8.75 | 8.75 | 8.75 | 8.75 | 8.75 | 8.75 | 8.75 | 8.75 | 8.75 | 8.75 | 8.75 | 8.75 | 8.75 | 8.75 | 8.75 | 8.75 | 8.75 | 8.75 | 8.75 | 8.75 | 8.75 | 8.75 | 8.75 | 8.75 | 8.75 | 8.75 | 8.75 | 8.75 | 8.75 | 8.75 | 8.75 | 8.75 | 8.75 | 8.75 | 8.75
Reference | 19_THA | POW_8_1_natural_gas | 1 | million $/PJ |  | 2.4168 | 2.4168 | 2.4168 | 2.4168 | 2.4168 | 2.4168 | 2.4168 | 2.4168 | 2.4168 | 2.4168 | 2.4168 | 2.4168 | 2.4168 | 2.4168 | 2.4168 | 2.4168 | 2.4168 | 2.4168 | 2.4168 | 2.4168 | 2.4168 | 2.4168 | 2.4168 | 2.4168 | 2.4168 | 2.4168 | 2.4168 | 2.4168 | 2.4168 | 2.4168 | 2.4168 | 2.4168 | 2.4168 | 2.4168 | 2.4168 | 2.4168 | 2.4168 | 2.4168 | 2.4168 | 2.4168 | 2.4168 | 2.4168 | 2.4168 | 2.4168 | 2.4168 | 2.4168 | 2.4168 | 2.4168 | 2.4168 | 2.4168 | 2.4168 | 2.4168 | 2.4168 | 2.4168
Reference | 19_THA | POW_10_hydro | 1 | million $/PJ |  | 0 | 0 | 0 | 0 | 0 | 0 | 0 | 0 | 0 | 0 | 0 | 0 | 0 | 0 | 0 | 0 | 0 | 0 | 0 | 0 | 0 | 0 | 0 | 0 | 0 | 0 | 0 | 0 | 0 | 0 | 0 | 0 | 0 | 0 | 0 | 0 | 0 | 0 | 0 | 0 | 0 | 0 | 0 | 0 | 0 | 0 | 0 | 0 | 0 | 0 | 0 | 0 | 0 | 0
Reference | 19_THA | POW_11_geothermal | 1 | million $/PJ |  | 0 | 0 | 0 | 0 | 0 | 0 | 0 | 0 | 0 | 0 | 0 | 0 | 0 | 0 | 0 | 0 | 0 | 0 | 0 | 0 | 0 | 0 | 0 | 0 | 0 | 0 | 0 | 0 | 0 | 0 | 0 | 0 | 0 | 0 | 0 | 0 | 0 | 0 | 0 | 0 | 0 | 0 | 0 | 0 | 0 | 0 | 0 | 0 | 0 | 0 | 0 | 0 | 0 | 0
Reference | 19_THA | POW_12_1_of_which_photovoltaics | 1 | million $/PJ |  | 0 | 0 | 0 | 0 | 0 | 0 | 0 | 0 | 0 | 0 | 0 | 0 | 0 | 0 | 0 | 0 | 0 | 0 | 0 | 0 | 0 | 0 | 0 | 0 | 0 | 0 | 0 | 0 | 0 | 0 | 0 | 0 | 0 | 0 | 0 | 0 | 0 | 0 | 0 | 0 | 0 | 0 | 0 | 0 | 0 | 0 | 0 | 0 | 0 | 0 | 0 | 0 | 0 | 0
Reference | 19_THA | POW_14_wind | 1 | million $/PJ |  | 0 | 0 | 0 | 0 | 0 | 0 | 0 | 0 | 0 | 0 | 0 | 0 | 0 | 0 | 0 | 0 | 0 | 0 | 0 | 0 | 0 | 0 | 0 | 0 | 0 | 0 | 0 | 0 | 0 | 0 | 0 | 0 | 0 | 0 | 0 | 0 | 0 | 0 | 0 | 0 | 0 | 0 | 0 | 0 | 0 | 0 | 0 | 0 | 0 | 0 | 0 | 0 | 0 | 0
Reference | 19_THA | POW_15_solid_biomass | 1 | million $/PJ | bar: 2017 to 2070
Reference | 19_THA | POW_16_others | 1 | million $/PJ | bar: 2017 to 2070
Reference | 19_THA | POW_17_electricity_imports | 1 | million $/PJ |  | 0 | 0 | 0 | 0 | 0 | 0 | 0 | 0 | 0 | 0 | 0 | 0 | 0 | 0 | 0 | 0 | 0 | 0 | 0 | 0 | 0 | 0 | 0 | 0 | 0 | 0 | 0 | 0 | 0 | 0 | 0 | 0 | 0 | 0 | 0 | 0 | 0 | 0 | 0 | 0 | 0 | 0 | 0 | 0 | 0 | 0 | 0 | 0 | 0 | 0 | 0 | 0 | 0 | 0
Reference | 19_THA | YYY_1_x_coal_thermal | 1 | million $/PJ |  | 99999 | 99999 | 99999 | 99999 | 99999 | 99999 | 99999 | 99999 | 99999 | 99999 | 99999 | 99999 | 99999 | 99999 | 99999 | 99999 | 99999 | 99999 | 99999 | 99999 | 99999 | 99999 | 99999 | 99999 | 99999 | 99999 | 99999 | 99999 | 99999 | 99999 | 99999 | 99999 | 99999 | 99999 | 99999 | 99999 | 99999 | 99999 | 99999 | 99999 | 99999 | 99999 | 99999 | 99999 | 99999 | 99999 | 99999 | 99999 | 99999 | 99999 | 99999 | 99999 | 99999 | 99999
Reference | 19_THA | YYY_1_5_lignite | 1 | million $/PJ |  | 99999 | 99999 | 99999 | 99999 | 99999 | 99999 | 99999 | 99999 | 99999 | 99999 | 99999 | 99999 | 99999 | 99999 | 99999 | 99999 | 99999 | 99999 | 99999 | 99999 | 99999 | 99999 | 99999 | 99999 | 99999 | 99999 | 99999 | 99999 | 99999 | 99999 | 99999 | 99999 | 99999 | 99999 | 99999 | 99999 | 99999 | 99999 | 99999 | 99999 | 99999 | 99999 | 99999 | 99999 | 99999 | 99999 | 99999 | 99999 | 99999 | 99999 | 99999 | 99999 | 99999 | 99999
Reference | 19_THA | YYY_2_coal_products | 1 | million $/PJ |  | 99999 | 99999 | 99999 | 99999 | 99999 | 99999 | 99999 | 99999 | 99999 | 99999 | 99999 | 99999 | 99999 | 99999 | 99999 | 99999 | 99999 | 99999 | 99999 | 99999 | 99999 | 99999 | 99999 | 99999 | 99999 | 99999 | 99999 | 99999 | 99999 | 99999 | 99999 | 99999 | 99999 | 99999 | 99999 | 99999 | 99999 | 99999 | 99999 | 99999 | 99999 | 99999 | 99999 | 99999 | 99999 | 99999 | 99999 | 99999 | 99999 | 99999 | 99999 | 99999 | 99999 | 99999
Reference | 19_THA | YYY_7_7_gas_diesel_oil | 1 | million $/PJ |  | 99999 | 99999 | 99999 | 99999 | 99999 | 99999 | 99999 | 99999 | 99999 | 99999 | 99999 | 99999 | 99999 | 99999 | 99999 | 99999 | 99999 | 99999 | 99999 | 99999 | 99999 | 99999 | 99999 | 99999 | 99999 | 99999 | 99999 | 99999 | 99999 | 99999 | 99999 | 99999 | 99999 | 99999 | 99999 | 99999 | 99999 | 99999 | 99999 | 99999 | 99999 | 99999 | 99999 | 99999 | 99999 | 99999 | 99999 | 99999 | 99999 | 99999 | 99999 | 99999 | 99999 | 99999
Reference | 19_THA | YYY_7_8_fuel_oil | 1 | million $/PJ |  | 99999 | 99999 | 99999 | 99999 | 99999 | 99999 | 99999 | 99999 | 99999 | 99999 | 99999 | 99999 | 99999 | 99999 | 99999 | 99999 | 99999 | 99999 | 99999 | 99999 | 99999 | 99999 | 99999 | 99999 | 99999 | 99999 | 99999 | 99999 | 99999 | 99999 | 99999 | 99999 | 99999 | 99999 | 99999 | 99999 | 99999 | 99999 | 99999 | 99999 | 99999 | 99999 | 99999 | 99999 | 99999 | 99999 | 99999 | 99999 | 99999 | 99999 | 99999 | 99999 | 99999 | 99999
Reference | 19_THA | YYY_8_1_natural_gas | 1 | million $/PJ |  | 99999 | 99999 | 99999 | 99999 | 99999 | 99999 | 99999 | 99999 | 99999 | 99999 | 99999 | 99999 | 99999 | 99999 | 99999 | 99999 | 99999 | 99999 | 99999 | 99999 | 99999 | 99999 | 99999 | 99999 | 99999 | 99999 | 99999 | 99999 | 99999 | 99999 | 99999 | 99999 | 99999 | 99999 | 99999 | 99999 | 99999 | 99999 | 99999 | 99999 | 99999 | 99999 | 99999 | 99999 | 99999 | 99999 | 99999 | 99999 | 99999 | 99999 | 99999 | 99999 | 99999 | 99999
Reference | 19_THA | YYY_10_hydro | 1 | million $/PJ |  | 99999 | 99999 | 99999 | 99999 | 99999 | 99999 | 99999 | 99999 | 99999 | 99999 | 99999 | 99999 | 99999 | 99999 | 99999 | 99999 | 99999 | 99999 | 99999 | 99999 | 99999 | 99999 | 99999 | 99999 | 99999 | 99999 | 99999 | 99999 | 99999 | 99999 | 99999 | 99999 | 99999 | 99999 | 99999 | 99999 | 99999 | 99999 | 99999 | 99999 | 99999 | 99999 | 99999 | 99999 | 99999 | 99999 | 99999 | 99999 | 99999 | 99999 | 99999 | 99999 | 99999 | 99999
Reference | 19_THA | YYY_11_geothermal | 1 | million $/PJ |  | 99999 | 99999 | 99999 | 99999 | 99999 | 99999 | 99999 | 99999 | 99999 | 99999 | 99999 | 99999 | 99999 | 99999 | 99999 | 99999 | 99999 | 99999 | 99999 | 99999 | 99999 | 99999 | 99999 | 99999 | 99999 | 99999 | 99999 | 99999 | 99999 | 99999 | 99999 | 99999 | 99999 | 99999 | 99999 | 99999 | 99999 | 99999 | 99999 | 99999 | 99999 | 99999 | 99999 | 99999 | 99999 | 99999 | 99999 | 99999 | 99999 | 99999 | 99999 | 99999 | 99999 | 99999
Reference | 19_THA | YYY_12_1_of_which_photovoltaics | 1 | million $/PJ |  | 99999 | 99999 | 99999 | 99999 | 99999 | 99999 | 99999 | 99999 | 99999 | 99999 | 99999 | 99999 | 99999 | 99999 | 99999 | 99999 | 99999 | 99999 | 99999 | 99999 | 99999 | 99999 | 99999 | 99999 | 99999 | 99999 | 99999 | 99999 | 99999 | 99999 | 99999 | 99999 | 99999 | 99999 | 99999 | 99999 | 99999 | 99999 | 99999 | 99999 | 99999 | 99999 | 99999 | 99999 | 99999 | 99999 | 99999 | 99999 | 99999 | 99999 | 99999 | 99999 | 99999 | 99999
Reference | 19_THA | YYY_14_wind | 1 | million $/PJ |  | 99999 | 99999 | 99999 | 99999 | 99999 | 99999 | 99999 | 99999 | 99999 | 99999 | 99999 | 99999 | 99999 | 99999 | 99999 | 99999 | 99999 | 99999 | 99999 | 99999 | 99999 | 99999 | 99999 | 99999 | 99999 | 99999 | 99999 | 99999 | 99999 | 99999 | 99999 | 99999 | 99999 | 99999 | 99999 | 99999 | 99999 | 99999 | 99999 | 99999 | 99999 | 99999 | 99999 | 99999 | 99999 | 99999 | 99999 | 99999 | 99999 | 99999 | 99999 | 99999 | 99999 | 99999
Reference | 19_THA | YYY_15_solid_biomass | 1 | million $/PJ |  | 99999 | 99999 | 99999 | 99999 | 99999 | 99999 | 99999 | 99999 | 99999 | 99999 | 99999 | 99999 | 99999 | 99999 | 99999 | 99999 | 99999 | 99999 | 99999 | 99999 | 99999 | 99999 | 99999 | 99999 | 99999 | 99999 | 99999 | 99999 | 99999 | 99999 | 99999 | 99999 | 99999 | 99999 | 99999 | 99999 | 99999 | 99999 | 99999 | 99999 | 99999 | 99999 | 99999 | 99999 | 99999 | 99999 | 99999 | 99999 | 99999 | 99999 | 99999 | 99999 | 99999 | 99999
Reference | 19_THA | YYY_16_others | 1 | million $/PJ |  | 99999 | 99999 | 99999 | 99999 | 99999 | 99999 | 99999 | 99999 | 99999 | 99999 | 99999 | 99999 | 99999 | 99999 | 99999 | 99999 | 99999 | 99999 | 99999 | 99999 | 99999 | 99999 | 99999 | 99999 | 99999 | 99999 | 99999 | 99999 | 99999 | 99999 | 99999 | 99999 | 99999 | 99999 | 99999 | 99999 | 99999 | 99999 | 99999 | 99999 | 99999 | 99999 | 99999 | 99999 | 99999 | 99999 | 99999 | 99999 | 99999 | 99999 | 99999 | 99999 | 99999 | 99999
Reference | 19_THA | YYY_17_electricity | 1 | million $/PJ |  | 99999 | 99999 | 99999 | 99999 | 99999 | 99999 | 99999 | 99999 | 99999 | 99999 | 99999 | 99999 | 99999 | 99999 | 99999 | 99999 | 99999 | 99999 | 99999 | 99999 | 99999 | 99999 | 99999 | 99999 | 99999 | 99999 | 99999 | 99999 | 99999 | 99999 | 99999 | 99999 | 99999 | 99999 | 99999 | 99999 | 99999 | 99999 | 99999 | 99999 | 99999 | 99999 | 99999 | 99999 | 99999 | 99999 | 99999 | 99999 | 99999 | 99999 | 99999 | 99999 | 99999 | 99999
Reference | 19_THA | YYY_17_electricity_PV | 1 | million $/PJ |  | 99999 | 99999 | 99999 | 99999 | 99999 | 99999 | 99999 | 99999 | 99999 | 99999 | 99999 | 99999 | 99999 | 99999 | 99999 | 99999 | 99999 | 99999 | 99999 | 99999 | 99999 | 99999 | 99999 | 99999 | 99999 | 99999 | 99999 | 99999 | 99999 | 99999 | 99999 | 99999 | 99999 | 99999 | 99999 | 99999 | 99999 | 99999 | 99999 | 99999 | 99999 | 99999 | 99999 | 99999 | 99999 | 99999 | 99999 | 99999 | 99999 | 99999 | 99999 | 99999 | 99999 | 99999
Reference | 19_THA | YYY_17_electricity_Dx | 1 | million $/PJ |  | 99999 | 99999 | 99999 | 99999 | 99999 | 99999 | 99999 | 99999 | 99999 | 99999 | 99999 | 99999 | 99999 | 99999 | 99999 | 99999 | 99999 | 99999 | 99999 | 99999 | 99999 | 99999 | 99999 | 99999 | 99999 | 99999 | 99999 | 99999 | 99999 | 99999 | 99999 | 99999 | 99999 | 99999 | 99999 | 99999 | 99999 | 99999 | 99999 | 99999 | 99999 | 99999 | 99999 | 99999 | 99999 | 99999 | 99999 | 99999 | 99999 | 99999 | 99999 | 99999 | 99999 | 99999
Reference | 19_THA | YYY_17_electricity_own | 1 | million $/PJ |  | 99999 | 99999 | 99999 | 99999 | 99999 | 99999 | 99999 | 99999 | 99999 | 99999 | 99999 | 99999 | 99999 | 99999 | 99999 | 99999 | 99999 | 99999 | 99999 | 99999 | 99999 | 99999 | 99999 | 99999 | 99999 | 99999 | 99999 | 99999 | 99999 | 99999 | 99999 | 99999 | 99999 | 99999 | 99999 | 99999 | 99999 | 99999 | 99999 | 99999 | 99999 | 99999 | 99999 | 99999 | 99999 | 99999 | 99999 | 99999 | 99999 | 99999 | 99999 | 99999 | 99999 | 99999
Reference | 19_THA | YYY_17_electricity_loss | 1 | million $/PJ |  | 99999 | 99999 | 99999 | 99999 | 99999 | 99999 | 99999 | 99999 | 99999 | 99999 | 99999 | 99999 | 99999 | 99999 | 99999 | 99999 | 99999 | 99999 | 99999 | 99999 | 99999 | 99999 | 99999 | 99999 | 99999 | 99999 | 99999 | 99999 | 99999 | 99999 | 99999 | 99999 | 99999 | 99999 | 99999 | 99999 | 99999 | 99999 | 99999 | 99999 | 99999 | 99999 | 99999 | 99999 | 99999 | 99999 | 99999 | 99999 | 99999 | 99999 | 99999 | 99999 | 99999 | 99999
Reference | 19_THA | YYY_17_electricity_imports | 1 | million $/PJ |  | 99999 | 99999 | 99999 | 99999 | 99999 | 99999 | 99999 | 99999 | 99999 | 99999 | 99999 | 99999 | 99999 | 99999 | 99999 | 99999 | 99999 | 99999 | 99999 | 99999 | 99999 | 99999 | 99999 | 99999 | 99999 | 99999 | 99999 | 99999 | 99999 | 99999 | 99999 | 99999 | 99999 | 99999 | 99999 | 99999 | 99999 | 99999 | 99999 | 99999 | 99999 | 99999 | 99999 | 99999 | 99999 | 99999 | 99999 | 99999 | 99999 | 99999 | 99999 | 99999 | 99999 | 99999

## ResidualCapacity
SCENARIO | REGION | TECHNOLOGY | UNITS | NOTES | 2017 | 2018 | 2019 | 2020 | 2021 | 2022 | 2023 | 2024 | 2025 | 2026 | 2027 | 2028 | 2029 | 2030 | 2031 | 2032 | 2033 | 2034 | 2035 | 2036 | 2037 | 2038 | 2039 | 2040 | 2041 | 2042 | 2043 | 2044 | 2045 | 2046 | 2047 | 2048 | 2049 | 2050 | 2051 | 2052 | 2053 | 2054 | 2055 | 2056 | 2057 | 2058 | 2059 | 2060 | 2061 | 2062 | 2063 | 2064 | 2065 | 2066 | 2067 | 2068 | 2069 | 2070
Reference | 19_THA | POW_Coal_PP | GW |  | 5.2107 | 5.348 | 5.349 | 5.349 | 5.349 | 5.349 | 5.349 | 5.349 | 5.349 | 5.349 | 5.349 | 5.349 | 5.349 | 5.349 | 5.349 | 5.349 | 5.349 | 5.349 | 5.349 | 5.349 | 5.349 | 5.349 | 5.349 | 5.349 | 5.349 | 5.349 | 5.349 | 5.349 | 5.349 | 5.349 | 5.349 | 5.349 | 5.349 | 5.349 | 5.349 | 5.349 | 5.349 | 5.349 | 5.349 | 5.349 | 5.349 | 5.349 | 5.349 | 5.349 | 5.349 | 5.349 | 5.349 | 5.349 | 5.349 | 5.349 | 5.349 | 5.349 | 5.349 | 5.349
Reference | 19_THA | POW_Oil_PP | GW |  | 0.34594 | 0.387 | 0.388 | 0.388 | 0.388 | 0.388 | 0.388 | 0.388 | 0.388 | 0.388 | 0.388 | 0.388 | 0.388 | 0.388 | 0.388 | 0.388 | 0.388 | 0.388 | 0.388 | 0.388 | 0.388 | 0.388 | 0.388 | 0.388 | 0.388 | 0.388 | 0.388 | 0.388 | 0.388 | 0.388 | 0.388 | 0.388 | 0.388 | 0.388 | 0.388 | 0.388 | 0.388 | 0.388 | 0.388 | 0.388 | 0.388 | 0.388 | 0.388 | 0.388 | 0.388 | 0.388 | 0.388 | 0.388 | 0.388 | 0.388 | 0.388 | 0.388 | 0.388 | 0.388
Reference | 19_THA | POW_Gas_PP | GW |  | 22.9405 | 23.442 | 23.808 | 23.808 | 23.808 | 23.808 | 23.808 | 23.808 | 23.808 | 23.808 | 23.808 | 23.808 | 23.808 | 23.808 | 23.808 | 23.808 | 23.808 | 23.808 | 23.808 | 23.808 | 23.808 | 23.808 | 23.808 | 23.808 | 23.808 | 23.808 | 23.808 | 23.808 | 23.808 | 23.808 | 23.808 | 23.808 | 23.808 | 23.808 | 23.808 | 23.808 | 23.808 | 23.808 | 23.808 | 23.808 | 23.808 | 23.808 | 23.808 | 23.808 | 23.808 | 23.808 | 23.808 | 23.808 | 23.808 | 23.808 | 23.808 | 23.808 | 23.808 | 23.808
Reference | 19_THA | POW_Hydro_PP | GW |  | 3.586 | 3.602 | 4.1032 | 4.1032 | 4.1032 | 4.1032 | 4.1032 | 4.1032 | 4.1032 | 4.1032 | 4.1032 | 4.1032 | 4.1032 | 4.1032 | 4.1032 | 4.1032 | 4.1032 | 4.1032 | 4.1032 | 4.1032 | 4.1032 | 4.1032 | 4.1032 | 4.1032 | 4.1032 | 4.1032 | 4.1032 | 4.1032 | 4.1032 | 4.1032 | 4.1032 | 4.1032 | 4.1032 | 4.1032 | 4.1032 | 4.1032 | 4.1032 | 4.1032 | 4.1032 | 4.1032 | 4.1032 | 4.1032 | 4.1032 | 4.1032 | 4.1032 | 4.1032 | 4.1032 | 4.1032 | 4.1032 | 4.1032 | 4.1032 | 4.1032 | 4.1032 | 4.1032
Reference | 19_THA | POW_Geothermal_PP | GW |  | 0.0003 | 0.0003 | 0.0003 | 0.0003 | 0.0003 | 0.0003 | 0.0003 | 0.0003 | 0.0003 | 0.0003 | 0.0003 | 0.0003 | 0.0003 | 0.0003 | 0.0003 | 0.0003 | 0.0003 | 0.0003 | 0.0003 | 0.0003 | 0.0003 | 0.0003 | 0.0003 | 0.0003 | 0.0003 | 0.0003 | 0.0003 | 0.0003 | 0.0003 | 0.0003 | 0.0003 | 0.0003 | 0.0003 | 0.0003 | 0.0003 | 0.0003 | 0.0003 | 0.0003 | 0.0003 | 0.0003 | 0.0003 | 0.0003 | 0.0003 | 0.0003 | 0.0003 | 0.0003 | 0.0003 | 0.0003 | 0.0003 | 0.0003 | 0.0003 | 0.0003 | 0.0003 | 0.0003
Reference | 19_THA | POW_SolarPV_PP | GW |  | 2.6638 | 2.928 | 2.949 | 2.949 | 2.949 | 2.949 | 2.949 | 2.949 | 2.949 | 2.949 | 2.949 | 2.949 | 2.949 | 2.949 | 2.949 | 2.949 | 2.949 | 2.949 | 2.949 | 2.949 | 2.949 | 2.949 | 2.949 | 2.949 | 2.949 | 2.949 | 2.949 | 2.949 | 2.949 | 2.949 | 2.949 | 2.949 | 2.949 | 2.949 | 2.949 | 2.949 | 2.949 | 2.949 | 2.949 | 2.949 | 2.949 | 2.949 | 2.949 | 2.949 | 2.949 | 2.949 | 2.949 | 2.949 | 2.949 | 2.949 | 2.949 | 2.949 | 2.949 | 2.949
Reference | 19_THA | POW_Wind_PP | GW |  | 0.62564 | 1.1 | 1.504 | 1.504 | 1.504 | 1.504 | 1.504 | 1.504 | 1.504 | 1.504 | 1.504 | 1.504 | 1.504 | 1.504 | 1.504 | 1.504 | 1.504 | 1.504 | 1.504 | 1.504 | 1.504 | 1.504 | 1.504 | 1.504 | 1.504 | 1.504 | 1.504 | 1.504 | 1.504 | 1.504 | 1.504 | 1.504 | 1.504 | 1.504 | 1.504 | 1.504 | 1.504 | 1.504 | 1.504 | 1.504 | 1.504 | 1.504 | 1.504 | 1.504 | 1.504 | 1.504 | 1.504 | 1.504 | 1.504 | 1.504 | 1.504 | 1.504 | 1.504 | 1.504
Reference | 19_THA | POW_Solid_Biomass_PP | GW |  | 2.9394 | 3.155 | 3.192 | 3.192 | 3.192 | 3.192 | 3.192 | 3.192 | 3.192 | 3.192 | 3.192 | 3.192 | 3.192 | 3.192 | 3.192 | 3.192 | 3.192 | 3.192 | 3.192 | 3.192 | 3.192 | 3.192 | 3.192 | 3.192 | 3.192 | 3.192 | 3.192 | 3.192 | 3.192 | 3.192 | 3.192 | 3.192 | 3.192 | 3.192 | 3.192 | 3.192 | 3.192 | 3.192 | 3.192 | 3.192 | 3.192 | 3.192 | 3.192 | 3.192 | 3.192 | 3.192 | 3.192 | 3.192 | 3.192 | 3.192 | 3.192 | 3.192 | 3.192 | 3.192
Reference | 19_THA | POW_Other_PP | GW |  | 0.54795 | 0.797 | 0.817 | 0.817 | 0.817 | 0.817 | 0.817 | 0.817 | 0.817 | 0.817 | 0.817 | 0.817 | 0.817 | 0.817 | 0.817 | 0.817 | 0.817 | 0.817 | 0.817 | 0.817 | 0.817 | 0.817 | 0.817 | 0.817 | 0.817 | 0.817 | 0.817 | 0.817 | 0.817 | 0.817 | 0.817 | 0.817 | 0.817 | 0.817 | 0.817 | 0.817 | 0.817 | 0.817 | 0.817 | 0.817 | 0.817 | 0.817 | 0.817 | 0.817 | 0.817 | 0.817 | 0.817 | 0.817 | 0.817 | 0.817 | 0.817 | 0.817 | 0.817 | 0.817
Reference | 19_THA | POW_IMPORT_ELEC_PP | PJ |  | 83.9556 | 92.0736 | 81.594 | 96.9825 | 160.5435 | 160.5435 | 160.5435 | 160.5435 | 160.5435 | 180.1904 | 180.1904 | 199.8373 | 199.8373 | 199.8373 | 199.8373 | 219.4843 | 239.1312 | 239.1312 | 258.7781 | 258.7781 | 258.7781 | 258.7781 | 258.7781 | 258.7781 | 258.7781 | 258.7781 | 258.7781 | 258.7781 | 258.7781 | 258.7781 | 258.7781 | 258.7781 | 258.7781 | 258.7781 | 96.9825 | 96.9825 | 96.9825 | 96.9825 | 96.9825 | 96.9825 | 96.9825 | 96.9825 | 96.9825 | 96.9825 | 96.9825 | 96.9825 | 96.9825 | 96.9825 | 96.9825 | 96.9825 | 96.9825 | 96.9825 | 96.9825 | 96.9825
Reference | 19_THA | POW_TBATT | GW |  | 0 | 0 | 0 | 0 | 0 | 0 | 0 | 0 | 0 | 0 | 0 | 0 | 0 | 0 | 0 | 0 | 0 | 0 | 0 | 0 | 0 | 0 | 0 | 0 | 0 | 0 | 0 | 0 | 0 | 0 | 0 | 0 | 0 | 0 | 0 | 0 | 0 | 0 | 0 | 0 | 0 | 0 | 0 | 0 | 0 | 0 | 0 | 0 | 0 | 0 | 0 | 0 | 0 | 0
|  | POW_SolarPV_PP | [6 empty] | 3.086 | 3.183 | 3.307 | 3.509 | 3.579 | 4.041 | 4.278 | 5.34 | 6.608 | 7.926 | 10.216 | 10.896 | 13.324 | 13.575 | 14.596 | 15.289 | 15.464 | 15.664 | 15.864 | 16.064 | 17.264 | 18.464 | 19.664 | 20.864 | 21.064 | 22.264 | 23.464 | 24.664 | 25.2864 | 25.864 | 25.864 | 25.864 | 25.864 | 25.864 | 25.864 | 25.864 | 25.864 | 25.864 | 25.864 | 20.064 | 20.264 | 20.464 | 20.664 | 20.864 | 21.064 | 21.264 | 21.464 | 21.664 | 21.864 | 22.064
|  | POW_Wind_PP | [6 empty] | 1.817 | 1.877 | 1.937 | 1.997 | 2.057 | 2.127 | 2.197 | 2.267 | 2.337 | 2.407 | 2.477 | 2.577 | 2.677 | 2.777 | 2.877 | 2.977 | 3.077 | 3.147 | 3.217 | 3.287 | 3.357 | 3.427 | 3.6497 | 3.9868 | 4.2156 | 4.877 | 5.1777 | 5.8585 | 6.3917 | 6.987 | 6.987 | 6.987 | 6.987 | 6.987 | 6.987 | 6.987 | 6.987 | 6.987 | 6.987 | 6.987 | 6.987 | 6.987 | 6.987 | 6.987 | 6.987 | 6.987 | 6.987 | 6.987 | 6.987 | 6.987

## TotalAnnualMaxCapacity
SCENARIO | REGION | TECHNOLOGY | UNITS | NOTES | 2017 | 2018 | 2019 | 2020 | 2021 | 2022 | 2023 | 2024 | 2025 | 2026 | 2027 | 2028 | 2029 | 2030 | 2031 | 2032 | 2033 | 2034 | 2035 | 2036 | 2037 | 2038 | 2039 | 2040 | 2041 | 2042 | 2043 | 2044 | 2045 | 2046 | 2047 | 2048 | 2049 | 2050 | 2051 | 2052 | 2053 | 2054 | 2055 | 2056 | 2057 | 2058 | 2059 | 2060 | 2061 | 2062 | 2063 | 2064 | 2065 | 2066 | 2067 | 2068 | 2069 | 2070
Reference | 19_THA | POW_IMPORT_ELEC_PP | PJ | 83.9556 | 83.9556 | 92.0736 | 81.594 | 96.9825 | 160.5435 | 160.5435 | 160.5435 | 160.5435 | 160.5435 | 180.1904 | 180.1904 | 199.8373 | 199.8373 | 199.8373 | 199.8373 | 219.4843 | 239.1312 | 239.1312 | 258.7781 | 258.7781 | 258.7781 | 258.7781 | 258.7781 | 258.7781 | 258.7781 | 258.7781 | 258.7781 | 258.7781 | 258.7781 | 258.7781 | 258.7781 | 258.7781 | 258.7781 | 258.7781 | 96.9825 | 96.9825 | 96.9825 | 96.9825 | 96.9825 | 96.9825 | 96.9825 | 96.9825 | 96.9825 | 96.9825 | 96.9825 | 96.9825 | 96.9825 | 96.9825 | 96.9825 | 96.9825 | 96.9825 | 96.9825 | 96.9825 | 96.9825
Reference | 19_THA | POW_SolarPV_PP | GW |  | 2.6638 | 2.928 | 2.949 | 2.949 | 3.086 | 3.183 | 3.307 | 3.509 | 3.579 | 4.041 | 4.278 | 5.34 | 6.608 | 7.926 | 99999 | 99999 | 99999 | 99999 | 99999 | 99999 | 99999 | 99999 | 99999 | 99999 | 99999 | 99999 | 99999 | 99999 | 99999 | 99999 | 99999 | 99999 | 99999 | 99999 | 99999 | 99999 | 99999 | 99999 | 99999 | 99999 | 99999 | 99999 | 99999 | 99999 | 99999 | 99999 | 99999 | 99999 | 99999 | 99999 | 99999 | 99999 | 99999 | 99999
Reference | 19_THA | POW_Wind_PP | GW |  | 0.62564 | 1.1 | 1.504 | 1.504 | 99999 | 99999 | 99999 | 99999 | 99999 | 99999 | 99999 | 99999 | 99999 | 99999 | 99999 | 99999 | 99999 | 99999 | 99999 | 99999 | 99999 | 99999 | 99999 | 99999 | 99999 | 99999 | 99999 | 99999 | 99999 | 99999 | 99999 | 99999 | 99999 | 99999 | 99999 | 99999 | 99999 | 99999 | 99999 | 99999 | 99999 | 99999 | 99999 | 99999 | 99999 | 99999 | 99999 | 99999 | 99999 | 99999 | 99999 | 99999 | 99999 | 99999
Reference | 19_THA | POW_Coal_PP | GW |  | 5.2107 | 5.348 | 5.349 | 5.349 | 99999 | 99999 | 99999 | 99999 | 99999 | 99999 | 99999 | 99999 | 99999 | 99999 | 99999 | 99999 | 99999 | 99999 | 99999 | 99999 | 99999 | 99999 | 99999 | 99999 | 99999 | 99999 | 99999 | 99999 | 99999 | 99999 | 99999 | 99999 | 99999 | 99999 | 99999 | 99999 | 99999 | 99999 | 99999 | 99999 | 99999 | 99999 | 99999 | 99999 | 99999 | 99999 | 99999 | 99999 | 99999 | 99999 | 99999 | 99999 | 99999 | 99999
Reference | 19_THA | POW_Oil_PP | GW |  | 0.34595 | 0.38701 | 0.38801 | 0.38801 | 99999 | 99999 | 99999 | 99999 | 99999 | 99999 | 99999 | 99999 | 99999 | 99999 | 99999 | 99999 | 99999 | 99999 | 99999 | 99999 | 99999 | 99999 | 99999 | 99999 | 99999 | 99999 | 99999 | 99999 | 99999 | 99999 | 99999 | 99999 | 99999 | 99999 | 99999 | 99999 | 99999 | 99999 | 99999 | 99999 | 99999 | 99999 | 99999 | 99999 | 99999 | 99999 | 99999 | 99999 | 99999 | 99999 | 99999 | 99999 | 99999 | 99999
Reference | 19_THA | POW_Gas_PP | GW |  | 22.9405 | 23.442 | 23.808 | 23.808 | 99999 | 99999 | 99999 | 99999 | 99999 | 99999 | 99999 | 99999 | 99999 | 99999 | 99999 | 99999 | 99999 | 99999 | 99999 | 99999 | 99999 | 99999 | 99999 | 99999 | 99999 | 99999 | 99999 | 99999 | 99999 | 99999 | 99999 | 99999 | 99999 | 99999 | 99999 | 99999 | 99999 | 99999 | 99999 | 99999 | 99999 | 99999 | 99999 | 99999 | 99999 | 99999 | 99999 | 99999 | 99999 | 99999 | 99999 | 99999 | 99999 | 99999
Reference | 19_THA | POW_Solid_Biomass_PP | GW |  | 2.9394 | 3.155 | 3.192 | 3.192 | 99999 | 99999 | 99999 | 99999 | 99999 | 99999 | 99999 | 99999 | 99999 | 99999 | 99999 | 99999 | 99999 | 99999 | 99999 | 99999 | 99999 | 99999 | 99999 | 99999 | 99999 | 99999 | 99999 | 99999 | 99999 | 99999 | 99999 | 99999 | 99999 | 99999 | 99999 | 99999 | 99999 | 99999 | 99999 | 99999 | 99999 | 99999 | 99999 | 99999 | 99999 | 99999 | 99999 | 99999 | 99999 | 99999 | 99999 | 99999 | 99999 | 99999
Reference | 19_THA | POW_Other_PP | GW |  | 0.54796 | 0.79701 | 0.81701 | 0.81701 | 99999 | 99999 | 99999 | 99999 | 99999 | 99999 | 99999 | 99999 | 99999 | 99999 | 99999 | 99999 | 99999 | 99999 | 99999 | 99999 | 99999 | 99999 | 99999 | 99999 | 99999 | 99999 | 99999 | 99999 | 99999 | 99999 | 99999 | 99999 | 99999 | 99999 | 99999 | 99999 | 99999 | 99999 | 99999 | 99999 | 99999 | 99999 | 99999 | 99999 | 99999 | 99999 | 99999 | 99999 | 99999 | 99999 | 99999 | 99999 | 99999 | 99999

## TotalAnnualMinCapacity
SCENARIO | REGION | TECHNOLOGY | UNITS | NOTES | 2017 | 2018 | 2019 | 2020 | 2021 | 2022 | 2023 | 2024 | 2025 | 2026 | 2027 | 2028 | 2029 | 2030 | 2031 | 2032 | 2033 | 2034 | 2035 | 2036 | 2037 | 2038 | 2039 | 2040 | 2041 | 2042 | 2043 | 2044 | 2045 | 2046 | 2047 | 2048 | 2049 | 2050 | 2051 | 2052 | 2053 | 2054 | 2055 | 2056 | 2057 | 2058 | 2059 | 2060 | 2061 | 2062 | 2063 | 2064 | 2065 | 2066 | 2067 | 2068 | 2069 | 2070
Reference | 19_THA | POW_Coal_PP | GW |  | 2017: 5.2107; 2018: 5.348; 2019: 5.349; 2020: 5.349
Reference | 19_THA | POW_Oil_PP | GW |  | 2017: 0.34594; 2018: 0.387; 2019: 0.388; 2020: 0.388
Reference | 19_THA | POW_Gas_PP | GW |  | 2017: 22.9405; 2018: 23.442; 2019: 23.808; 2020: 23.808
Reference | 19_THA | POW_Hydro_PP | GW |  | 2017: 3.586; 2018: 3.602; 2019: 4.1032; 2020: 4.1032
Reference | 19_THA | POW_Geothermal_PP | GW |  | 2017: 0.0003; 2018: 0.0003; 2019: 0.0003; 2020: 0.0003
Reference | 19_THA | POW_SolarPV_PP | GW |  | 2017: 2.6638; 2018: 2.928; 2019: 2.949; 2020: 2.949
Reference | 19_THA | POW_Wind_PP | GW |  | 2017: 0.62564; 2018: 1.1; 2019: 1.504; 2020: 1.504
Reference | 19_THA | POW_Solid_Biomass_PP | GW |  | 2017: 2.9394; 2018: 3.155; 2019: 3.192; 2020: 3.192
Reference | 19_THA | POW_Other_PP | GW |  | 2017: 0.54795; 2018: 0.797; 2019: 0.817; 2020: 0.817

## TotalTechnologyAnnualActivityUp
SCENARIO | REGION | TECHNOLOGY | UNITS | NOTES | 2017 | 2018 | 2019 | 2020 | 2021 | 2022 | 2023 | 2024 | 2025 | 2026 | 2027 | 2028 | 2029 | 2030 | 2031 | 2032 | 2033 | 2034 | 2035 | 2036 | 2037 | 2038 | 2039 | 2040 | 2041 | 2042 | 2043 | 2044 | 2045 | 2046 | 2047 | 2048 | 2049 | 2050 | 2051 | 2052 | 2053 | 2054 | 2055 | 2056 | 2057 | 2058 | 2059 | 2060 | 2061 | 2062 | 2063 | 2064 | 2065 | 2066 | 2067 | 2068 | 2069 | 2070

## TotalTechnologyAnnualActivityLo
SCENARIO | REGION | TECHNOLOGY | UNITS | NOTES | 2017 | 2018 | 2019 | 2020 | 2021 | 2022 | 2023 | 2024 | 2025 | 2026 | 2027 | 2028 | 2029 | 2030 | 2031 | 2032 | 2033 | 2034 | 2035 | 2036 | 2037 | 2038 | 2039 | 2040 | 2041 | 2042 | 2043 | 2044 | 2045 | 2046 | 2047 | 2048 | 2049 | 2050 | 2051 | 2052 | 2053 | 2054 | 2055 | 2056 | 2057 | 2058 | 2059 | 2060 | 2061 | 2062 | 2063 | 2064 | 2065 | 2066 | 2067 | 2068 | 2069 | 2070
Reference | 19_THA | POW_1_x_coal_thermal | PJ |  | 130.9346 | 140.6677 | 134.7857 | 139.4071 | 0 | 0 | 0 | 0 | 0 | 0 | 0 | 0 | 0 | 0 | 0 | 0 | 0 | 0 | 0 | 0 | 0 | 0 | 0 | 0 | 0 | 0 | 0 | 0 | 0 | 0 | 0 | 0 | 0 | 0 | 0 | 0 | 0 | 0 | 0 | 0 | 0 | 0 | 0 | 0 | 0 | 0 | 0 | 0 | 0 | 0 | 0 | 0 | 0 | 0
Reference | 19_THA | POW_1_5_lignite | PJ |  | 166.4044 | 148.3069 | 144.0364 | 138.3929 | 0 | 0 | 0 | 0 | 0 | 0 | 0 | 0 | 0 | 0 | 0 | 0 | 0 | 0 | 0 | 0 | 0 | 0 | 0 | 0 | 0 | 0 | 0 | 0 | 0 | 0 | 0 | 0 | 0 | 0 | 0 | 0 | 0 | 0 | 0 | 0 | 0 | 0 | 0 | 0 | 0 | 0 | 0 | 0 | 0 | 0 | 0 | 0 | 0 | 0
Reference | 19_THA | POW_2_coal_products | PJ |  | 24.9261 | 26.7989 | 26.7989 | 32.7072 | 0 | 0 | 0 | 0 | 0 | 0 | 0 | 0 | 0 | 0 | 0 | 0 | 0 | 0 | 0 | 0 | 0 | 0 | 0 | 0 | 0 | 0 | 0 | 0 | 0 | 0 | 0 | 0 | 0 | 0 | 0 | 0 | 0 | 0 | 0 | 0 | 0 | 0 | 0 | 0 | 0 | 0 | 0 | 0 | 0 | 0 | 0 | 0 | 0 | 0
Reference | 19_THA | POW_7_7_gas_diesel_oil | PJ |  | 1.6027 | 1.457 | 1.457 | 1.0987 | 1.0987 | 1.0987 | 1.0987 | 1.0987 | 1.0987 | 1.0987 | 1.0987 | 1.0987 | 1.0987 | 1.0987 | 1.0987 | 1.0987 | 1.0987 | 1.0987 | 1.0987 | 1.0987 | 1.0987 | 1.0987 | 1.0987 | 1.0987 | 1.0987 | 1.0987 | 1.0987 | 1.0987 | 1.0987 | 1.0987 | 1.0987 | 1.0987 | 1.0987 | 1.0987 | 1.0987 | 1.0987 | 1.0987 | 1.0987 | 1.0987 | 1.0987 | 1.0987 | 1.0987 | 1.0987 | 1.0987 | 1.0987 | 1.0987 | 1.0987 | 1.0987 | 1.0987 | 1.0987 | 1.0987 | 1.0987 | 1.0987 | 1.0987
Reference | 19_THA | POW_7_8_fuel_oil | PJ |  | 1.1137 | 0.63639 | 1.0341 | 1.1409 | 1.1409 | 1.1409 | 1.1409 | 1.1409 | 1.1409 | 1.1409 | 1.1409 | 1.1409 | 1.1409 | 1.1409 | 1.1409 | 1.1409 | 1.1409 | 1.1409 | 1.1409 | 1.1409 | 1.1409 | 1.1409 | 1.1409 | 1.1409 | 1.1409 | 1.1409 | 1.1409 | 1.1409 | 1.1409 | 1.1409 | 1.1409 | 1.1409 | 1.1409 | 1.1409 | 1.1409 | 1.1409 | 1.1409 | 1.1409 | 1.1409 | 1.1409 | 1.1409 | 1.1409 | 1.1409 | 1.1409 | 1.1409 | 1.1409 | 1.1409 | 1.1409 | 1.1409 | 1.1409 | 1.1409 | 1.1409 | 1.1409 | 1.1409
Reference | 19_THA | POW_8_1_natural_gas | PJ |  | 1097.6554 | 1082.802 | 1116.0016 | 881.9852 | 0 | 0 | 0 | 0 | 0 | 0 | 0 | 0 | 0 | 0 | 0 | 0 | 0 | 0 | 0 | 0 | 0 | 0 | 0 | 0 | 0 | 0 | 0 | 0 | 0 | 0 | 0 | 0 | 0 | 0 | 0 | 0 | 0 | 0 | 0 | 0 | 0 | 0 | 0 | 0 | 0 | 0 | 0 | 0 | 0 | 0 | 0 | 0 | 0 | 0
Reference | 19_THA | POW_15_solid_biomass | PJ |  | 286.8675 | 318.6274 | 347.8282 | 335.6503 | 347.8282 | 347.8282 | 347.8282 | 347.8282 | 347.8282 | 347.8282 | 347.8282 | 347.8282 | 347.8282 | 347.8282 | 347.8282 | 347.8282 | 347.8282 | 347.8282 | 347.8282 | 347.8282 | 347.8282 | 347.8282 | 347.8282 | 347.8282 | 347.8282 | 347.8282 | 347.8282 | 347.8282 | 347.8282 | 347.8282 | 347.8282 | 347.8282 | 347.8282 | 347.8282 | 347.8282 | 347.8282 | 347.8282 | 347.8282 | 347.8282 | 347.8282 | 347.8282 | 347.8282 | 347.8282 | 347.8282 | 347.8282 | 347.8282 | 347.8282 | 347.8282 | 347.8282 | 347.8282 | 347.8282 | 347.8282 | 347.8282 | 347.8282
Reference | 19_THA | POW_16_others | PJ |  | 23.5203 | 27.519 | 31.6623 | 27.9402 | 31.6623 | 31.6623 | 31.6623 | 31.6623 | 31.6623 | 31.6623 | 31.6623 | 31.6623 | 31.6623 | 31.6623 | 31.6623 | 31.6623 | 31.6623 | 31.6623 | 31.6623 | 31.6623 | 31.6623 | 31.6623 | 31.6623 | 31.6623 | 31.6623 | 31.6623 | 31.6623 | 31.6623 | 31.6623 | 31.6623 | 31.6623 | 31.6623 | 31.6623 | 31.6623 | 31.6623 | 31.6623 | 31.6623 | 31.6623 | 31.6623 | 31.6623 | 31.6623 | 31.6623 | 31.6623 | 31.6623 | 31.6623 | 31.6623 | 31.6623 | 31.6623 | 31.6623 | 31.6623 | 31.6623 | 31.6623 | 31.6623 | 31.6623

## ReserveMargin
REGION | UNITS | NOTES | 2017 | 2018 | 2019 | 2020 | 2021 | 2022 | 2023 | 2024 | 2025 | 2026 | 2027 | 2028 | 2029 | 2030 | 2031 | 2032 | 2033 | 2034 | 2035 | 2036 | 2037 | 2038 | 2039 | 2040 | 2041 | 2042 | 2043 | 2044 | 2045 | 2046 | 2047 | 2048 | 2049 | 2050 | 2051 | 2052 | 2053 | 2054 | 2055 | 2056 | 2057 | 2058 | 2059 | 2060 | 2061 | 2062 | 2063 | 2064 | 2065 | 2066 | 2067 | 2068 | 2069 | 2070
19_THA | points |  | 1.1 | 1.1 | 1.1 | 1.1 | 1.1 | 1.1 | 1.1 | 1.1 | 1.1 | 1.1 | 1.1 | 1.1 | 1.1 | 1.1 | 1.1 | 1.1 | 1.1 | 1.1 | 1.1 | 1.1 | 1.1 | 1.1 | 1.1 | 1.1 | 1.1 | 1.1 | 1.1 | 1.1 | 1.1 | 1.1 | 1.1 | 1.1 | 1.1 | 1.1 | 1.1 | 1.1 | 1.1 | 1.1 | 1.1 | 1.1 | 1.1 | 1.1 | 1.1 | 1.1 | 1.1 | 1.1 | 1.1 | 1.1 | 1.1 | 1.1 | 1.1 | 1.1 | 1.1 | 1.1

## ReserveMarginTagFuel
REGION | FUEL | UNITS | NOTES | 2017 | 2018 | 2019 | 2020 | 2021 | 2022 | 2023 | 2024 | 2025 | 2026 | 2027 | 2028 | 2029 | 2030 | 2031 | 2032 | 2033 | 2034 | 2035 | 2036 | 2037 | 2038 | 2039 | 2040 | 2041 | 2042 | 2043 | 2044 | 2045 | 2046 | 2047 | 2048 | 2049 | 2050 | 2051 | 2052 | 2053 | 2054 | 2055 | 2056 | 2057 | 2058 | 2059 | 2060 | 2061 | 2062 | 2063 | 2064 | 2065 | 2066 | 2067 | 2068 | 2069 | 2070
19_THA | 17_electricity | bar: 2017 to 2070
19_THA | 17_electricity_Dx |  |  | 0 | 0 | 0 | 0 | 0 | 0 | 0 | 0 | 0 | 0 | 0 | 0 | 0 | 0 | 0 | 0 | 0 | 0 | 0 | 0 | 0 | 0 | 0 | 0 | 0 | 0 | 0 | 0 | 0 | 0 | 0 | 0 | 0 | 0 | 0 | 0 | 0 | 0 | 0 | 0 | 0 | 0 | 0 | 0 | 0 | 0 | 0 | 0 | 0 | 0 | 0 | 0 | 0 | 0

## ReserveMarginTagTechnology
REGION | TECHNOLOGY | UNITS | NOTES | 2017 | 2018 | 2019 | 2020 | 2021 | 2022 | 2023 | 2024 | 2025 | 2026 | 2027 | 2028 | 2029 | 2030 | 2031 | 2032 | 2033 | 2034 | 2035 | 2036 | 2037 | 2038 | 2039 | 2040 | 2041 | 2042 | 2043 | 2044 | 2045 | 2046 | 2047 | 2048 | 2049 | 2050 | 2051 | 2052 | 2053 | 2054 | 2055 | 2056 | 2057 | 2058 | 2059 | 2060 | 2061 | 2062 | 2063 | 2064 | 2065 | 2066 | 2067 | 2068 | 2069 | 2070
19_THA | POW_Coal_PP |  | 1 is yes 0 is no | 1 | 1 | 1 | 1 | 1 | 1 | 1 | 1 | 1 | 1 | 1 | 1 | 1 | 0 | 0 | 0 | 0 | 0 | 0 | 0 | 0 | 0 | 0 | 0 | 0 | 0 | 0 | 0 | 0 | 0 | 0 | 0 | 0 | 0 | 0 | 0 | 0 | 0 | 0 | 0 | 0 | 0 | 0 | 0 | 0 | 0 | 0 | 0 | 0 | 0 | 0 | 0 | 0 | 0
19_THA | POW_Oil_PP | bar: 2017 to 2070
19_THA | POW_Gas_PP | bar: 2017 to 2070
19_THA | POW_Hydro_PP | bar: 2017 to 2070
19_THA | POW_Geothermal_PP | bar: 2017 to 2070
19_THA | POW_SolarPV_PP |  |  | 0 | 0 | 0 | 0 | 0 | 0 | 0 | 0 | 0 | 0 | 0 | 0 | 0 | 0 | 0 | 0 | 0 | 0 | 0 | 0 | 0 | 0 | 0 | 0 | 0 | 0 | 0 | 0 | 0 | 0 | 0 | 0 | 0 | 0 | 0 | 0 | 0 | 0 | 0 | 0 | 0 | 0 | 0 | 0 | 0 | 0 | 0 | 0 | 0 | 0 | 0 | 0 | 0 | 0
19_THA | POW_Wind_PP |  |  | 0 | 0 | 0 | 0 | 0 | 0 | 0 | 0 | 0 | 0 | 0 | 0 | 0 | 0 | 0 | 0 | 0 | 0 | 0 | 0 | 0 | 0 | 0 | 0 | 0 | 0 | 0 | 0 | 0 | 0 | 0 | 0 | 0 | 0 | 0 | 0 | 0 | 0 | 0 | 0 | 0 | 0 | 0 | 0 | 0 | 0 | 0 | 0 | 0 | 0 | 0 | 0 | 0 | 0
19_THA | POW_Solid_Biomass_PP | bar: 2017 to 2070
19_THA | POW_Other_PP | bar: 2017 to 2070
19_THA | POW_IMPORT_ELEC_PP | bar: 2017 to 2070
19_THA | POW_TBATT | bar: 2017 to 2070

## EMISSION
VALUE
1_x_coal_thermal_CO2
1_5_lignite_CO2
2_coal_products_CO2
7_7_gas_diesel_oil_CO2
7_8_fuel_oil_CO2
8_1_natural_gas_CO2
15_solid_biomass_CO2
16_others_CO2

## EmissionActivityRatio
REGION | TECHNOLOGY | EMISSION | MODE_OF_OPERATION | UNITS | NOTES | 2017 | 2018 | 2019 | 2020 | 2021 | 2022 | 2023 | 2024 | 2025 | 2026 | 2027 | 2028 | 2029 | 2030 | 2031 | 2032 | 2033 | 2034 | 2035 | 2036 | 2037 | 2038 | 2039 | 2040 | 2041 | 2042 | 2043 | 2044 | 2045 | 2046 | 2047 | 2048 | 2049 | 2050 | 2051 | 2052 | 2053 | 2054 | 2055 | 2056 | 2057 | 2058 | 2059 | 2060 | 2061 | 2062 | 2063 | 2064 | 2065 | 2066 | 2067 | 2068 | 2069 | 2070
19_THA | POW_1_x_coal_thermal | 1_x_coal_thermal_CO2 | 1 | million tonnes CO2/PJ |  | 0.094686 | 0.094686 | 0.094686 | 0.094686 | 0.094686 | 0.094686 | 0.094686 | 0.094686 | 0.094686 | 0.094686 | 0.094686 | 0.094686 | 0.094686 | 0.094686 | 0.094686 | 0.094686 | 0.094686 | 0.094686 | 0.094686 | 0.094686 | 0.094686 | 0.094686 | 0.094686 | 0.094686 | 0.094686 | 0.094686 | 0.094686 | 0.094686 | 0.094686 | 0.094686 | 0.094686 | 0.094686 | 0.094686 | 0.094686 | 0.094686 | 0.094686 | 0.094686 | 0.094686 | 0.094686 | 0.094686 | 0.094686 | 0.094686 | 0.094686 | 0.094686 | 0.094686 | 0.094686 | 0.094686 | 0.094686 | 0.094686 | 0.094686 | 0.094686 | 0.094686 | 0.094686 | 0.094686
19_THA | POW_1_5_lignite | 1_5_lignite_CO2 | 1 | million tonnes CO2/PJ |  | 0.10129 | 0.10129 | 0.10129 | 0.10129 | 0.10129 | 0.10129 | 0.10129 | 0.10129 | 0.10129 | 0.10129 | 0.10129 | 0.10129 | 0.10129 | 0.10129 | 0.10129 | 0.10129 | 0.10129 | 0.10129 | 0.10129 | 0.10129 | 0.10129 | 0.10129 | 0.10129 | 0.10129 | 0.10129 | 0.10129 | 0.10129 | 0.10129 | 0.10129 | 0.10129 | 0.10129 | 0.10129 | 0.10129 | 0.10129 | 0.10129 | 0.10129 | 0.10129 | 0.10129 | 0.10129 | 0.10129 | 0.10129 | 0.10129 | 0.10129 | 0.10129 | 0.10129 | 0.10129 | 0.10129 | 0.10129 | 0.10129 | 0.10129 | 0.10129 | 0.10129 | 0.10129 | 0.10129
19_THA | POW_2_coal_products | 2_coal_products_CO2 | 1 | million tonnes CO2/PJ |  | 0.094686 | 0.094686 | 0.094686 | 0.094686 | 0.094686 | 0.094686 | 0.094686 | 0.094686 | 0.094686 | 0.094686 | 0.094686 | 0.094686 | 0.094686 | 0.094686 | 0.094686 | 0.094686 | 0.094686 | 0.094686 | 0.094686 | 0.094686 | 0.094686 | 0.094686 | 0.094686 | 0.094686 | 0.094686 | 0.094686 | 0.094686 | 0.094686 | 0.094686 | 0.094686 | 0.094686 | 0.094686 | 0.094686 | 0.094686 | 0.094686 | 0.094686 | 0.094686 | 0.094686 | 0.094686 | 0.094686 | 0.094686 | 0.094686 | 0.094686 | 0.094686 | 0.094686 | 0.094686 | 0.094686 | 0.094686 | 0.094686 | 0.094686 | 0.094686 | 0.094686 | 0.094686 | 0.094686
19_THA | POW_7_7_gas_diesel_oil | 7_7_gas_diesel_oil_CO2 | 1 | million tonnes CO2/PJ |  | 0.074134 | 0.074134 | 0.074134 | 0.074134 | 0.074134 | 0.074134 | 0.074134 | 0.074134 | 0.074134 | 0.074134 | 0.074134 | 0.074134 | 0.074134 | 0.074134 | 0.074134 | 0.074134 | 0.074134 | 0.074134 | 0.074134 | 0.074134 | 0.074134 | 0.074134 | 0.074134 | 0.074134 | 0.074134 | 0.074134 | 0.074134 | 0.074134 | 0.074134 | 0.074134 | 0.074134 | 0.074134 | 0.074134 | 0.074134 | 0.074134 | 0.074134 | 0.074134 | 0.074134 | 0.074134 | 0.074134 | 0.074134 | 0.074134 | 0.074134 | 0.074134 | 0.074134 | 0.074134 | 0.074134 | 0.074134 | 0.074134 | 0.074134 | 0.074134 | 0.074134 | 0.074134 | 0.074134
19_THA | POW_7_8_fuel_oil | 7_8_fuel_oil_CO2 | 1 | million tonnes CO2/PJ |  | 0.077437 | 0.077437 | 0.077437 | 0.077437 | 0.077437 | 0.077437 | 0.077437 | 0.077437 | 0.077437 | 0.077437 | 0.077437 | 0.077437 | 0.077437 | 0.077437 | 0.077437 | 0.077437 | 0.077437 | 0.077437 | 0.077437 | 0.077437 | 0.077437 | 0.077437 | 0.077437 | 0.077437 | 0.077437 | 0.077437 | 0.077437 | 0.077437 | 0.077437 | 0.077437 | 0.077437 | 0.077437 | 0.077437 | 0.077437 | 0.077437 | 0.077437 | 0.077437 | 0.077437 | 0.077437 | 0.077437 | 0.077437 | 0.077437 | 0.077437 | 0.077437 | 0.077437 | 0.077437 | 0.077437 | 0.077437 | 0.077437 | 0.077437 | 0.077437 | 0.077437 | 0.077437 | 0.077437
19_THA | POW_8_1_natural_gas | 8_1_natural_gas_CO2 | 1 | million tonnes CO2/PJ |  | 0.076365 | 0.076365 | 0.076365 | 0.076365 | 0.076365 | 0.076365 | 0.076365 | 0.076365 | 0.076365 | 0.076365 | 0.076365 | 0.076365 | 0.076365 | 0.076365 | 0.076365 | 0.076365 | 0.076365 | 0.076365 | 0.076365 | 0.076365 | 0.076365 | 0.076365 | 0.076365 | 0.076365 | 0.076365 | 0.076365 | 0.076365 | 0.076365 | 0.076365 | 0.076365 | 0.076365 | 0.076365 | 0.076365 | 0.076365 | 0.076365 | 0.076365 | 0.076365 | 0.076365 | 0.076365 | 0.076365 | 0.076365 | 0.076365 | 0.076365 | 0.076365 | 0.076365 | 0.076365 | 0.076365 | 0.076365 | 0.076365 | 0.076365 | 0.076365 | 0.076365 | 0.076365 | 0.076365
19_THA | POW_16_others | 16_others_CO2 | 1 | million tonnes CO2/PJ |  | 0.0093916 | 0.0093916 | 0.0093916 | 0.0093916 | 0.0093916 | 0.0093916 | 0.0093916 | 0.0093916 | 0.0093916 | 0.0093916 | 0.0093916 | 0.0093916 | 0.0093916 | 0.0093916 | 0.0093916 | 0.0093916 | 0.0093916 | 0.0093916 | 0.0093916 | 0.0093916 | 0.0093916 | 0.0093916 | 0.0093916 | 0.0093916 | 0.0093916 | 0.0093916 | 0.0093916 | 0.0093916 | 0.0093916 | 0.0093916 | 0.0093916 | 0.0093916 | 0.0093916 | 0.0093916 | 0.0093916 | 0.0093916 | 0.0093916 | 0.0093916 | 0.0093916 | 0.0093916 | 0.0093916 | 0.0093916 | 0.0093916 | 0.0093916 | 0.0093916 | 0.0093916 | 0.0093916 | 0.0093916 | 0.0093916 | 0.0093916 | 0.0093916 | 0.0093916 | 0.0093916 | 0.0093916

## AnnualEmissionLimit
SCENARIO | REGION | EMISSION | UNITS | NOTES | 2017 | 2018 | 2019 | 2020 | 2021 | 2022 | 2023 | 2024 | 2025 | 2026 | 2027 | 2028 | 2029 | 2030 | 2031 | 2032 | 2033 | 2034 | 2035 | 2036 | 2037 | 2038 | 2039 | 2040 | 2041 | 2042 | 2043 | 2044 | 2045 | 2046 | 2047 | 2048 | 2049 | 2050 | 2051 | 2052 | 2053 | 2054 | 2055 | 2056 | 2057 | 2058 | 2059 | 2060 | 2061 | 2062 | 2063 | 2064 | 2065 | 2066 | 2067 | 2068 | 2069 | 2070
Reference | 19_THA | 1_x_coal_thermal_CO2 | million tonnes CO2 | [16 empty] | 11.8799 | 10.5599 | 9.2399 | 7.9199 | 6.5999 | 5.28 | 3.96 | 2.64 | 1.32 | 0 | 0 | 0 | 0 | 0 | 0 | 0 | 0 | 0 | 0 | 0 | 0 | 0 | 0 | 0 | 0 | 0 | 0 | 0 | 0 | 0 | 0 | 0 | 0 | 0 | 0 | 0 | 0 | 0 | 0

## AnnualExogenousEmission
REGION | EMISSION | UNITS | NOTES | 2017 | 2018 | 2019 | 2020 | 2021 | 2022 | 2023 | 2024 | 2025 | 2026 | 2027 | 2028 | 2029 | 2030 | 2031 | 2032 | 2033 | 2034 | 2035 | 2036 | 2037 | 2038 | 2039 | 2040 | 2041 | 2042 | 2043 | 2044 | 2045 | 2046 | 2047 | 2048 | 2049 | 2050 | 2051 | 2052 | 2053 | 2054 | 2055 | 2056 | 2057 | 2058 | 2059 | 2060 | 2061 | 2062 | 2063 | 2064 | 2065 | 2066 | 2067 | 2068 | 2069 | 2070

## EmissionsPenalty
REGION | EMISSION | UNITS | NOTES | 2017 | 2018 | 2019 | 2020 | 2021 | 2022 | 2023 | 2024 | 2025 | 2026 | 2027 | 2028 | 2029 | 2030 | 2031 | 2032 | 2033 | 2034 | 2035 | 2036 | 2037 | 2038 | 2039 | 2040 | 2041 | 2042 | 2043 | 2044 | 2045 | 2046 | 2047 | 2048 | 2049 | 2050 | 2051 | 2052 | 2053 | 2054 | 2055 | 2056 | 2057 | 2058 | 2059 | 2060 | 2061 | 2062 | 2063 | 2064 | 2065 | 2066 | 2067 | 2068 | 2069 | 2070

## ModelPeriodEmissionLimit
REGION | EMISSION | VALUE | UNITS | NOTES

## ModelPeriodExogenousEmission
REGION | EMISSION | VALUE | UNITS | NOTES

## CapacityOfOneTechnologyUnit
REGION | TECHNOLOGY | YEAR | VALUE | UNITS | NOTES

## DepreciationMethod
REGION | VALUE
19_THA | 1

## MODE_OF_OPERATION
VALUE
1
2

## STORAGE
VALUE
BATT

## CapitalCostStorage
SCENARIO | REGION | STORAGE | UNITS | NOTES | 2017 | 2018 | 2019 | 2020 | 2021 | 2022 | 2023 | 2024 | 2025 | 2026 | 2027 | 2028 | 2029 | 2030 | 2031 | 2032 | 2033 | 2034 | 2035 | 2036 | 2037 | 2038 | 2039 | 2040 | 2041 | 2042 | 2043 | 2044 | 2045 | 2046 | 2047 | 2048 | 2049 | 2050 | 2051 | 2052 | 2053 | 2054 | 2055 | 2056 | 2057 | 2058 | 2059 | 2060 | 2061 | 2062 | 2063 | 2064 | 2065 | 2066 | 2067 | 2068 | 2069 | 2070
Reference | 19_THA | BATT |  |  | 9999 | 9999 | 9999 | 9999 | 9999 | 9999 | 9999 | 9999 | 9999 | 10 | 10 | 10 | 10 | 10 | 10 | 10 | 10 | 10 | 10 | 10 | 10 | 10 | 10 | 10 | 10 | 10 | 10 | 10 | 10 | 10 | 10 | 10 | 10 | 10 | 10 | 10 | 10 | 10 | 10 | 10 | 10 | 10 | 10 | 10 | 10 | 10 | 10 | 10 | 10 | 10 | 10 | 10 | 10 | 10

## DiscountRateStorage
REGION | STORAGE | VALUE

## ResidualStorageCapacity
SCENARIO | REGION | STORAGE | UNITS | NOTES | 2017 | 2018 | 2019 | 2020 | 2021 | 2022 | 2023 | 2024 | 2025 | 2026 | 2027 | 2028 | 2029 | 2030 | 2031 | 2032 | 2033 | 2034 | 2035 | 2036 | 2037 | 2038 | 2039 | 2040 | 2041 | 2042 | 2043 | 2044 | 2045 | 2046 | 2047 | 2048 | 2049 | 2050 | 2051 | 2052 | 2053 | 2054 | 2055 | 2056 | 2057 | 2058 | 2059 | 2060 | 2061 | 2062 | 2063 | 2064 | 2065 | 2066 | 2067 | 2068 | 2069 | 2070
Reference | 19_THA | BATT | PJ |  | 0.01 | 0.01 | 0.01 | 0.01 | 0.01 | 0 | 0 | 0 | 0 | 0 | 0 | 0 | 0 | 0 | 0 | 0 | 0 | 0 | 0 | 0 | 0 | 0 | 0 | 0 | 0 | 0 | 0 | 0 | 0 | 0 | 0 | 0 | 0 | 0 | 0 | 0 | 0 | 0 | 0 | 0 | 0 | 0 | 0 | 0 | 0 | 0 | 0 | 0 | 0 | 0 | 0 | 0 | 0 | 0

## OperationalLifeStorage
REGION | STORAGE | VALUE | UNITS | NOTES
19_THA | BATT | 15 | Years

## MinStorageCharge
SCENARIO | REGION | STORAGE | UNITS | NOTES | YEAR | VALUE

## StorageMaxChargeRate
SCENARIO | REGION | STORAGE | VALUE | UNITS | NOTES
Reference | 19_THA | BATT | 999 | PJ

## StorageMaxDischargeRate
SCENARIO | REGION | STORAGE | VALUE | UNITS | NOTES
Reference | 19_THA | BATT | 999 | PJ

## StorageLevelStart
SCENARIO | REGION | STORAGE | VALUE | UNITS | NOTES
Reference | 19_THA | BATT | 0 | PJ

## TechnologyFromStorage
SCENARIO | REGION | TECHNOLOGY | STORAGE | MODE_OF_OPERATION | VALUE | UNITS | NOTES
Reference | 19_THA | POW_TBATT | BATT | 1 | 1

## TechnologyToStorage
SCENARIO | REGION | TECHNOLOGY | STORAGE | MODE_OF_OPERATION | VALUE | UNITS | NOTES
Reference | 19_THA | POW_TBATT | BATT | 2 | 1

## REMinProductionTarget
SCENARIO | REGION | UNITS | NOTES | YEAR | VALUE

## RETagFuel
SCENARIO | REGION | FUEL | UNITS | NOTES | 2017 | 2018 | 2019 | 2020 | 2021 | 2022 | 2023 | 2024 | 2025 | 2026 | 2027 | 2028 | 2029 | 2030 | 2031 | 2032 | 2033 | 2034 | 2035 | 2036 | 2037 | 2038 | 2039 | 2040 | 2041 | 2042 | 2043 | 2044 | 2045 | 2046 | 2047 | 2048 | 2049 | 2050 | 2051 | 2052 | 2053 | 2054 | 2055 | 2056 | 2057 | 2058 | 2059 | 2060 | 2061 | 2062 | 2063 | 2064 | 2065 | 2066 | 2067 | 2068 | 2069 | 2070

## RETagTechnology
SCENARIO | REGION | TECHNOLOGY | UNITS | NOTES | 2017 | 2018 | 2019 | 2020 | 2021 | 2022 | 2023 | 2024 | 2025 | 2026 | 2027 | 2028 | 2029 | 2030 | 2031 | 2032 | 2033 | 2034 | 2035 | 2036 | 2037 | 2038 | 2039 | 2040 | 2041 | 2042 | 2043 | 2044 | 2045 | 2046 | 2047 | 2048 | 2049 | 2050 | 2051 | 2052 | 2053 | 2054 | 2055 | 2056 | 2057 | 2058 | 2059 | 2060 | 2061 | 2062 | 2063 | 2064 | 2065 | 2066 | 2067 | 2068 | 2069 | 2070

## TotalAnnualMaxCapacityInvestmen
SCENARIO | REGION | TECHNOLOGY | UNITS | NOTES | 2017 | 2018 | 2019 | 2020 | 2021 | 2022 | 2023 | 2024 | 2025 | 2026 | 2027 | 2028 | 2029 | 2030 | 2031 | 2032 | 2033 | 2034 | 2035 | 2036 | 2037 | 2038 | 2039 | 2040 | 2041 | 2042 | 2043 | 2044 | 2045 | 2046 | 2047 | 2048 | 2049 | 2050 | 2051 | 2052 | 2053 | 2054 | 2055 | 2056 | 2057 | 2058 | 2059 | 2060 | 2061 | 2062 | 2063 | 2064 | 2065 | 2066 | 2067 | 2068 | 2069 | 2070

## TotalAnnualMinCapacityInvestmen
SCENARIO | REGION | TECHNOLOGY | UNITS | NOTES | 2017 | 2018 | 2019 | 2020 | 2021 | 2022 | 2023 | 2024 | 2025 | 2026 | 2027 | 2028 | 2029 | 2030 | 2031 | 2032 | 2033 | 2034 | 2035 | 2036 | 2037 | 2038 | 2039 | 2040 | 2041 | 2042 | 2043 | 2044 | 2045 | 2046 | 2047 | 2048 | 2049 | 2050 | 2051 | 2052 | 2053 | 2054 | 2055 | 2056 | 2057 | 2058 | 2059 | 2060 | 2061 | 2062 | 2063 | 2064 | 2065 | 2066 | 2067 | 2068 | 2069 | 2070

## TotalTechnologyModelPeriodActLo
REGION | TECHNOLOGY | VALUE | UNITS | NOTES

## TotalTechnologyModelPeriodActUp
REGION | TECHNOLOGY | VALUE | UNITS | NOTES

## TradeRoute
REGION | FUEL | UNITS | NOTES | YEAR | VALUE